## btap_data
| Unnamed: 0 | index | success | eplus_warnings | eplus_severes | eplus_fatals | simulation_time | :os_standards_branch | :btap_costing_branch | :os_version | simulation_btap_data_version | simulation_date | simulation_os_standards_revision | simulation_os_standards_version | run_options | :analysis_name | :analysis_id | :datapoint_id | :template | :building_type | :primary_heating_fuel | energy_principal_heating_source | :epw_file | :algorithm_type | :no_of_threads | :dcv_type | :lights_type | :ecm_system_name | :erv_package | :ext_wall_cond | :ext_floor_cond | :ext_roof_cond | :fixed_window_cond | :lights_scale | :daylighting_type | :boiler_eff | :furnace_eff | :shw_eff | :ground_wall_cond | :ground_floor_cond | :ground_roof_cond | :door_construction_cond | :glass_door_cond | :overhead_door_cond | :skylight_cond | :glass_door_solar_trans | :fixed_wind_solar_trans | :skylight_solar_trans | :fdwr_set | :srr_set | :rotation_degrees | :scale_x | :scale_y | :scale_z | :pv_ground_type | :pv_ground_total_area_pv_panels_m2 | :pv_ground_tilt_angle | :pv_ground_azimuth_angle | :pv_ground_module_description | :adv_dx_units | :nv_type | :nv_opening_fraction | :nv_temp_out_min | :nv_delta_temp_in_out | :chiller_type | :occupancy_loads_scale | :electrical_loads_scale | :oa_scale | :infiltration_scale | :airloop_economizer_type | :compute_environment | :s3_bucket | :image_name | :nocache | :run_annual_simulation | :enable_costing | :kill_database | :scenario | heating_peak_w_per_m_sq | cooling_peak_w_per_m_sq | bc_step_code_tedi_kwh_per_m_sq | bc_step_code_meui_kwh_per_m_sq | bldg_conditioned_floor_area_m_sq | bldg_exterior_area_m_sq | bldg_fdwr | bldg_name | bldg_nominal_floor_to_ceiling_height | bldg_nominal_floor_to_floor_height | bldg_srr | bldg_standards_building_type | bldg_standards_number_of_above_ground_stories | bldg_standards_number_of_living_units | bldg_standards_number_of_stories | bldg_standards_template | bldg_surface_to_volume_ratio | bldg_volume_m_cu | cost_equipment_envelope_total_cost_per_m_sq | cost_equipment_heating_and_cooling_total_cost_per_m_sq | cost_equipment_lighting_total_cost_per_m_sq | cost_equipment_shw_total_cost_per_m_sq | cost_equipment_total_cost_per_m_sq | cost_equipment_ventilation_total_cost_per_m_sq | cost_rs_means_city | cost_rs_means_prov | cost_utility_ghg_electricity_kg_per_m_sq | cost_utility_ghg_natural gas_kg_per_m_sq | cost_utility_ghg_oil_kg_per_m_sq | cost_utility_ghg_total_kg_per_m_sq | cost_utility_neb_electricity_cost_per_m_sq | cost_utility_neb_natural gas_cost_per_m_sq | cost_utility_neb_oil_cost_per_m_sq | cost_utility_neb_total_cost_per_m_sq | energy_eui_additional_fuel_gj_per_m_sq | energy_eui_cooling_gj_per_m_sq | energy_eui_district_cooling_gj_per_m_sq | energy_eui_district_heating_gj_per_m_sq | energy_eui_electricity_gj_per_m_sq | energy_eui_fans_gj_per_m_sq | energy_eui_heat recovery_gj_per_m_sq | energy_eui_heating_gj_per_m_sq | energy_eui_interior equipment_gj_per_m_sq | energy_eui_interior lighting_gj_per_m_sq | energy_eui_natural_gas_gj_per_m_sq | energy_eui_pumps_gj_per_m_sq | energy_eui_total_gj_per_m_sq | energy_eui_water systems_gj_per_m_sq | energy_peak_electric_w_per_m_sq | energy_peak_natural_gas_w_per_m_sq | env_fdwr | env_ground_floors_average_conductance-w_per_m_sq_k | env_ground_roofs_average_conductance-w_per_m_sq_k | env_ground_walls_average_conductance-w_per_m_sq_k | env_outdoor_doors_average_conductance-w_per_m_sq_k | env_outdoor_floors_average_conductance-w_per_m_sq_k | env_outdoor_overhead_doors_average_conductance-w_per_m_sq_k | env_outdoor_roofs_average_conductance-w_per_m_sq_k | env_outdoor_walls_average_conductance-w_per_m_sq_k | env_outdoor_windows_average_conductance-w_per_m_sq_k | env_skylights_average_conductance-w_per_m_sq_k | env_srr | location_city | location_country | location_epw_cdd | location_epw_hdd | location_latitude | location_longitude | location_necb_climate_zone | location_necb_hdd | location_state_province_region | location_weather_file | net_site_eui_gj_per_m_sq | peak_cooling_load_w_per_m_sq_necb | peak_heating_load_w_per_m_sq_necb | phius_annual_cooling_demand_kwh_per_m_sq | phius_annual_heating_demand_kwh_per_m_sq | phius_necb_meet_cooling_demand | phius_necb_meet_cooling_peak_load | phius_necb_meet_heating_demand | phius_necb_meet_heating_peak_load | phius_peak_cooling_load_w_per_m_sq | phius_peak_heating_load_w_per_m_sq | shw_additional_fuel_per_year | shw_electricity_per_day | shw_electricity_per_day_per_occupant | shw_electricity_per_year | shw_natural_gas_per_year | shw_total_nominal_occupancy | shw_water_m_cu_per_day | shw_water_m_cu_per_day_per_occupant | shw_water_m_cu_per_year | energy_eui_heat rejection_gj_per_m_sq | total_site_eui_gj_per_m_sq | unmet_hours_cooling | unmet_hours_cooling_during_occupied | unmet_hours_heating | unmet_hours_heating_during_occupied | container_output | datapoint_output_url | :btap_batch_version | container_error | docker_command | baseline_savings_energy_cost_per_m_sq | baseline_difference_cost_equipment_total_cost_per_m_sq | baseline_simple_payback_years | baseline_peak_electric_percent_better | baseline_energy_percent_better | baseline_necb_tier | baseline_ghg_percent_better
0 | 0 |  | TRUE | 56 | 0 | 0 | 80.3535 |  |  |  | 0.1 | 2021-09-24 19:42:45 +0000 | 438c2ebff | 0.2.14 | :adv_dx_units: NECB_Default :airloop_economizer_type: NECB_Default :algorithm_type: elimination :analysis_id: 67fe0860-bfed-41c0-93e8-f378f30d8a26 :analysis_name: idp_example_elim :boiler_eff: NECB_Default :btap_batch_version: 1.0.002 :building_type: FullServiceRestaurant :chiller_type: NECB_Default :compute_environment: local :datapoint_id: 859efc39-94da-4390-986d-433192596d9a :daylighting_type: NECB_Default :dcv_type: NECB_Default :door_construction_cond: NECB_Default :ecm_system_name: NECB_Default :electrical_loads_scale: NECB_Default :enable_costing: true :epw_file: CAN_QC_Montreal-Trudeau.Intl.AP.716270_CWEC2016.epw :erv_package: NECB_Default :ext_floor_cond: NECB_Default :ext_roof_cond: NECB_Default :ext_wall_cond: NECB_Default :fdwr_set: NECB_Default :fixed_wind_solar_trans: NECB_Default :fixed_window_cond: NECB_Default :furnace_eff: NECB_Default :glass_door_cond: NECB_Default :glass_door_solar_trans: NECB_Default :ground_floor_cond: NECB_Default :ground_roof_cond: NECB_Default :ground_wall_cond: NECB_Default :image_name: btap_private_cli :infiltration_scale: NECB_Default :lights_scale: NECB_Default :lights_type: NECB_Default :nv_delta_temp_in_out: NECB_Default :nv_opening_fraction: NECB_Default :nv_temp_out_min: NECB_Default :nv_type: NECB_Default :oa_scale: NECB_Default :occupancy_loads_scale: NECB_Default :output_meters: [] :output_variables: [] :overhead_door_cond: NECB_Default :primary_heating_fuel: Electricity :pv_ground_azimuth_angle: NECB_Default :pv_ground_module_description: NECB_Default :pv_ground_tilt_angle: NECB_Default :pv_ground_total_area_pv_panels_m2: NECB_Default :pv_ground_type: NECB_Default :rotation_degrees: '90.0' :run_annual_simulation: true :s3_bucket: '834599497928' :scale_x: '1.0' :scale_y: '1.0' :scale_z: '1.0' :scenario: :reference :shw_eff: NECB_Default :skylight_cond: NECB_Default :skylight_solar_trans: NECB_Default :srr_set: '0.0' :template: NECB2017 docker_command: docker run --rm -v C:\Users\plopez\PycharmProjects\btap_batch\examples\idp\idp_example_elim\67fe0860-bfed-41c0-93e8-f378f30d8a26\output:/btap_costing/utilities/btap_cli/output -v C:\Users\plopez\PycharmProjects\btap_batch\examples\idp\idp_example_elim\67fe0860-bfed-41c0-93e8-f378f30d8a26\input\859efc39-94da-4390-986d-433192596d9a:/btap_costing/utilities/btap_cli/input btap_private_cli bundle exec ruby btap_cli.rb | idp_example_elim | 67fe0860-bfed-41c0-93e8-f378f30d8a26 | 859efc39-94da-4390-986d-433192596d9a | NECB2017 | FullServiceRestaurant | Electricity | Electricity | CAN_QC_Montreal-Trudeau.Intl.AP.716270_CWEC2016.epw | elimination |  | NECB_Default | NECB_Default | NECB_Default | NECB_Default | NECB_Default | NECB_Default | NECB_Default | NECB_Default | NECB_Default | NECB_Default | NECB_Default | NECB_Default | NECB_Default | NECB_Default | NECB_Default | NECB_Default | NECB_Default | NECB_Default | NECB_Default | NECB_Default | NECB_Default | NECB_Default | NECB_Default | NECB_Default | 0 | 90 | 1 | 1 | 1 | NECB_Default | NECB_Default | NECB_Default | NECB_Default | NECB_Default | NECB_Default | NECB_Default | NECB_Default | NECB_Default | NECB_Default | NECB_Default | NECB_Default | NECB_Default | NECB_Default | NECB_Default | NECB_Default | local | 834599497928 | btap_private_cli |  | TRUE | TRUE |  | :reference | 335.9957 | 40.225 | 198.8273 | 321.7147 | 511.15 | 845.2233 | 37.3 | FullServiceRestaurant |  |  | 0 | FullServiceRestaurant | 1 |  | 1 | NECB2017 | 0.35452 | 2384.1067 | 242.0252 | 11.7183 | 64.9441 | 31.8231 | 821.1983 | 470.6876 | MONTREAL | QUEBEC | 0.57333 | 0 | 0 | 0.57333 | 36.5151 | 0 | 0 | 36.5151 | 0 | 0.060726 | 0 | 0 | 1.4753 | 0.2285 | 0.08207 | 0.71576 | 0.067182 | 0.16792 | 0 | 0 | 1.4753 | 0.15318 | 365.8659 | 0 | 37.3 | 0.757 | [5 empty] | 0.156 | 0.247 | 1.9 |  | 0 | Montreal-Trudeau Intl AP | CAN | 323 | 4090 | 45.471 | -73.741 | 6 | 4400 | QC | CAN_QC_Montreal-Trudeau.Intl.AP.716270_CWEC2016.epw | 1.4754 | 40.225 | 335.9957 | 7.5507 | 18.099 | FALSE | FALSE | FALSE | FALSE | 12.385 | 16.2697 | 0 | 0.21423 | 0.0048524 | 78.3 | 0 | 44.149 | 1.0279 | 0.023283 | 375.71 | 0 | 1.4753 | 39.33 | 24.83 | 0 | 0 |  | file:///C:\Users\plopez\PycharmProjects\btap_batch\examples\idp\idp_example_elim\67fe0860-bfed-41c0-93e8-f378f30d8a26\output\859efc39-94da-4390-986d-433192596d9a | 1.0.002 |  | docker run --rm -v C:\Users\plopez\PycharmProjects\btap_batch\examples\idp\idp_example_elim\67fe0860-bfed-41c0-93e8-f378f30d8a26\output:/btap_costing/utilities/btap_cli/output -v C:\Users\plopez\PycharmProjects\btap_batch\examples\idp\idp_example_elim\67fe0860-bfed-41c0-93e8-f378f30d8a26\input\859efc39-94da-4390-986d-433192596d9a:/btap_costing/utilities/btap_cli/input btap_private_cli bundle exec ruby btap_cli.rb | 0.4 | 0.4 | 1 | 0.1 | -1.2 | non_compliant | -1.2
1 | 1 |  | TRUE | 56 | 0 | 0 | 80.4273 |  |  |  | 0.1 | 2021-09-24 19:42:45 +0000 | 438c2ebff | 0.2.14 | :adv_dx_units: NECB_Default :airloop_economizer_type: NECB_Default :algorithm_type: elimination :analysis_id: 67fe0860-bfed-41c0-93e8-f378f30d8a26 :analysis_name: idp_example_elim :boiler_eff: NECB_Default :btap_batch_version: 1.0.002 :building_type: FullServiceRestaurant :chiller_type: NECB_Default :compute_environment: local :datapoint_id: b5a29b11-635b-48b3-8c36-0b2a67a15150 :daylighting_type: NECB_Default :dcv_type: NECB_Default :door_construction_cond: NECB_Default :ecm_system_name: NECB_Default :electrical_loads_scale: NECB_Default :enable_costing: true :epw_file: CAN_QC_Montreal-Trudeau.Intl.AP.716270_CWEC2016.epw :erv_package: NECB_Default :ext_floor_cond: NECB_Default :ext_roof_cond: NECB_Default :ext_wall_cond: NECB_Default :fdwr_set: NECB_Default :fixed_wind_solar_trans: NECB_Default :fixed_window_cond: NECB_Default :furnace_eff: NECB_Default :glass_door_cond: NECB_Default :glass_door_solar_trans: NECB_Default :ground_floor_cond: NECB_Default :ground_roof_cond: NECB_Default :ground_wall_cond: NECB_Default :image_name: btap_private_cli :infiltration_scale: '0.0' :lights_scale: NECB_Default :lights_type: NECB_Default :nv_delta_temp_in_out: NECB_Default :nv_opening_fraction: NECB_Default :nv_temp_out_min: NECB_Default :nv_type: NECB_Default :oa_scale: NECB_Default :occupancy_loads_scale: NECB_Default :output_meters: [] :output_variables: [] :overhead_door_cond: NECB_Default :primary_heating_fuel: Electricity :pv_ground_azimuth_angle: NECB_Default :pv_ground_module_description: NECB_Default :pv_ground_tilt_angle: NECB_Default :pv_ground_total_area_pv_panels_m2: NECB_Default :pv_ground_type: NECB_Default :rotation_degrees: '90.0' :run_annual_simulation: true :s3_bucket: '834599497928' :scale_x: '1.0' :scale_y: '1.0' :scale_z: '1.0' :scenario: :infiltration_scale :shw_eff: NECB_Default :skylight_cond: NECB_Default :skylight_solar_trans: NECB_Default :srr_set: '0.0' :template: NECB2017 docker_command: docker run --rm -v C:\Users\plopez\PycharmProjects\btap_batch\examples\idp\idp_example_elim\67fe0860-bfed-41c0-93e8-f378f30d8a26\output:/btap_costing/utilities/btap_cli/output -v C:\Users\plopez\PycharmProjects\btap_batch\examples\idp\idp_example_elim\67fe0860-bfed-41c0-93e8-f378f30d8a26\input\b5a29b11-635b-48b3-8c36-0b2a67a15150:/btap_costing/utilities/btap_cli/input btap_private_cli bundle exec ruby btap_cli.rb | idp_example_elim | 67fe0860-bfed-41c0-93e8-f378f30d8a26 | b5a29b11-635b-48b3-8c36-0b2a67a15150 | NECB2017 | FullServiceRestaurant | Electricity | Electricity | CAN_QC_Montreal-Trudeau.Intl.AP.716270_CWEC2016.epw | elimination |  | NECB_Default | NECB_Default | NECB_Default | NECB_Default | NECB_Default | NECB_Default | NECB_Default | NECB_Default | NECB_Default | NECB_Default | NECB_Default | NECB_Default | NECB_Default | NECB_Default | NECB_Default | NECB_Default | NECB_Default | NECB_Default | NECB_Default | NECB_Default | NECB_Default | NECB_Default | NECB_Default | NECB_Default | 0 | 90 | 1 | 1 | 1 | NECB_Default | NECB_Default | NECB_Default | NECB_Default | NECB_Default | NECB_Default | NECB_Default | NECB_Default | NECB_Default | NECB_Default | NECB_Default | NECB_Default | NECB_Default | NECB_Default | 0.0 | NECB_Default | local | 834599497928 | btap_private_cli |  | TRUE | TRUE |  | :infiltration_scale | 329.2666 | 39.9182 | 186.9749 | 310.5253 | 511.15 | 845.2233 | 37.3 | FullServiceRestaurant |  |  | 0 | FullServiceRestaurant | 1 |  | 1 | NECB2017 | 0.35452 | 2384.1067 | 242.0252 | 10.5256 | 64.9441 | 31.8231 | 820.8428 | 471.5248 | MONTREAL | QUEBEC | 0.55767 | 0 | 0 | 0.55767 | 35.5177 | 0 | 0 | 35.5177 | 0 | 0.062232 | 0 | 0 | 1.4351 | 0.22935 | 0.08207 | 0.67313 | 0.067182 | 0.16792 | 0 | 0 | 1.4351 | 0.15318 | 358.7131 | 0 | 37.3 | 0.757 | [5 empty] | 0.156 | 0.247 | 1.9 |  | 0 | Montreal-Trudeau Intl AP | CAN | 323 | 4090 | 45.471 | -73.741 | 6 | 4400 | QC | CAN_QC_Montreal-Trudeau.Intl.AP.716270_CWEC2016.epw | 1.435 | 39.9182 | 329.2666 | 7.5507 | 18.099 | FALSE | FALSE | FALSE | FALSE | 12.385 | 16.2697 | 0 | 0.21423 | 0.0048524 | 78.3 | 0 | 44.149 | 1.0279 | 0.023283 | 375.71 | 0 | 1.4351 | 44.67 | 27.83 | 0 | 0 |  | file:///C:\Users\plopez\PycharmProjects\btap_batch\examples\idp\idp_example_elim\67fe0860-bfed-41c0-93e8-f378f30d8a26\output\b5a29b11-635b-48b3-8c36-0b2a67a15150 | 1.0.002 |  | docker run --rm -v C:\Users\plopez\PycharmProjects\btap_batch\examples\idp\idp_example_elim\67fe0860-bfed-41c0-93e8-f378f30d8a26\output:/btap_costing/utilities/btap_cli/output -v C:\Users\plopez\PycharmProjects\btap_batch\examples\idp\idp_example_elim\67fe0860-bfed-41c0-93e8-f378f30d8a26\input\b5a29b11-635b-48b3-8c36-0b2a67a15150:/btap_costing/utilities/btap_cli/input btap_private_cli bundle exec ruby btap_cli.rb | -0.6 | -0.6 | 1 | 2 | 1.6 | tier_1 | 1.6
2 | 2 |  | TRUE | 54 | 0 | 0 | 80.5201 |  |  |  | 0.1 | 2021-09-24 19:42:46 +0000 | 438c2ebff | 0.2.14 | :adv_dx_units: NECB_Default :airloop_economizer_type: NECB_Default :algorithm_type: elimination :analysis_id: 67fe0860-bfed-41c0-93e8-f378f30d8a26 :analysis_name: idp_example_elim :boiler_eff: NECB_Default :btap_batch_version: 1.0.002 :building_type: FullServiceRestaurant :chiller_type: NECB_Default :compute_environment: local :datapoint_id: 7c9c6244-3074-4259-8379-b3eba64f4d78 :daylighting_type: NECB_Default :dcv_type: NECB_Default :door_construction_cond: NECB_Default :ecm_system_name: NECB_Default :electrical_loads_scale: NECB_Default :enable_costing: true :epw_file: CAN_QC_Montreal-Trudeau.Intl.AP.716270_CWEC2016.epw :erv_package: NECB_Default :ext_floor_cond: NECB_Default :ext_roof_cond: NECB_Default :ext_wall_cond: NECB_Default :fdwr_set: NECB_Default :fixed_wind_solar_trans: NECB_Default :fixed_window_cond: '0.01' :furnace_eff: NECB_Default :glass_door_cond: NECB_Default :glass_door_solar_trans: NECB_Default :ground_floor_cond: NECB_Default :ground_roof_cond: NECB_Default :ground_wall_cond: NECB_Default :image_name: btap_private_cli :infiltration_scale: NECB_Default :lights_scale: NECB_Default :lights_type: NECB_Default :nv_delta_temp_in_out: NECB_Default :nv_opening_fraction: NECB_Default :nv_temp_out_min: NECB_Default :nv_type: NECB_Default :oa_scale: NECB_Default :occupancy_loads_scale: NECB_Default :output_meters: [] :output_variables: [] :overhead_door_cond: NECB_Default :primary_heating_fuel: Electricity :pv_ground_azimuth_angle: NECB_Default :pv_ground_module_description: NECB_Default :pv_ground_tilt_angle: NECB_Default :pv_ground_total_area_pv_panels_m2: NECB_Default :pv_ground_type: NECB_Default :rotation_degrees: '90.0' :run_annual_simulation: true :s3_bucket: '834599497928' :scale_x: '1.0' :scale_y: '1.0' :scale_z: '1.0' :scenario: :fixed_window_cond :shw_eff: NECB_Default :skylight_cond: NECB_Default :skylight_solar_trans: NECB_Default :srr_set: '0.0' :template: NECB2017 docker_command: docker run --rm -v C:\Users\plopez\PycharmProjects\btap_batch\examples\idp\idp_example_elim\67fe0860-bfed-41c0-93e8-f378f30d8a26\output:/btap_costing/utilities/btap_cli/output -v C:\Users\plopez\PycharmProjects\btap_batch\examples\idp\idp_example_elim\67fe0860-bfed-41c0-93e8-f378f30d8a26\input\7c9c6244-3074-4259-8379-b3eba64f4d78:/btap_costing/utilities/btap_cli/input btap_private_cli bundle exec ruby btap_cli.rb | idp_example_elim | 67fe0860-bfed-41c0-93e8-f378f30d8a26 | 7c9c6244-3074-4259-8379-b3eba64f4d78 | NECB2017 | FullServiceRestaurant | Electricity | Electricity | CAN_QC_Montreal-Trudeau.Intl.AP.716270_CWEC2016.epw | elimination |  | NECB_Default | NECB_Default | NECB_Default | NECB_Default | NECB_Default | NECB_Default | NECB_Default | 0.01 | NECB_Default | NECB_Default | NECB_Default | NECB_Default | NECB_Default | NECB_Default | NECB_Default | NECB_Default | NECB_Default | NECB_Default | NECB_Default | NECB_Default | NECB_Default | NECB_Default | NECB_Default | NECB_Default | 0 | 90 | 1 | 1 | 1 | NECB_Default | NECB_Default | NECB_Default | NECB_Default | NECB_Default | NECB_Default | NECB_Default | NECB_Default | NECB_Default | NECB_Default | NECB_Default | NECB_Default | NECB_Default | NECB_Default | NECB_Default | NECB_Default | local | 834599497928 | btap_private_cli |  | TRUE | TRUE |  | :fixed_window_cond | 321.1385 | 39.7036 | 173.3292 | 298.8305 | 511.15 | 845.2233 | 37.3 | FullServiceRestaurant |  |  | 0 | FullServiceRestaurant | 1 |  | 1 | NECB2017 | 0.35452 | 2384.1067 | 228.59 | 8.4383 | 64.9441 | 31.8231 | 812.1867 | 478.3912 | MONTREAL | QUEBEC | 0.54132 | 0 | 0 | 0.54132 | 34.4762 | 0 | 0 | 34.4762 | 0 | 0.066751 | 0 | 0 | 1.393 | 0.23187 | 0.08207 | 0.62399 | 0.067182 | 0.16792 | 0 | 0 | 1.393 | 0.15318 | 350.7117 | 0 | 37.3 | 0.757 | [5 empty] | 0.156 | 0.247 | 0.01 |  | 0 | Montreal-Trudeau Intl AP | CAN | 323 | 4090 | 45.471 | -73.741 | 6 | 4400 | QC | CAN_QC_Montreal-Trudeau.Intl.AP.716270_CWEC2016.epw | 1.393 | 39.7036 | 321.1385 | 7.5507 | 18.099 | FALSE | FALSE | FALSE | FALSE | 12.385 | 16.2697 | 0 | 0.21423 | 0.0048524 | 78.3 | 0 | 44.149 | 1.0279 | 0.023283 | 375.71 | 0 | 1.393 | 54.17 | 33.33 | 0 | 0 |  | file:///C:\Users\plopez\PycharmProjects\btap_batch\examples\idp\idp_example_elim\67fe0860-bfed-41c0-93e8-f378f30d8a26\output\7c9c6244-3074-4259-8379-b3eba64f4d78 | 1.0.002 |  | docker run --rm -v C:\Users\plopez\PycharmProjects\btap_batch\examples\idp\idp_example_elim\67fe0860-bfed-41c0-93e8-f378f30d8a26\output:/btap_costing/utilities/btap_cli/output -v C:\Users\plopez\PycharmProjects\btap_batch\examples\idp\idp_example_elim\67fe0860-bfed-41c0-93e8-f378f30d8a26\input\7c9c6244-3074-4259-8379-b3eba64f4d78:/btap_costing/utilities/btap_cli/input btap_private_cli bundle exec ruby btap_cli.rb | -1.6 | -1.6 | 1 | 4.2 | 4.5 | tier_1 | 4.5
3 | 3 |  | TRUE | 54 | 0 | 0 | 80.9078 |  |  |  | 0.1 | 2021-09-24 19:42:46 +0000 | 438c2ebff | 0.2.14 | :adv_dx_units: NECB_Default :airloop_economizer_type: NECB_Default :algorithm_type: elimination :analysis_id: 67fe0860-bfed-41c0-93e8-f378f30d8a26 :analysis_name: idp_example_elim :boiler_eff: NECB_Default :btap_batch_version: 1.0.002 :building_type: FullServiceRestaurant :chiller_type: NECB_Default :compute_environment: local :datapoint_id: aa59ebef-c14b-412e-aacf-2ecee4b49506 :daylighting_type: NECB_Default :dcv_type: NECB_Default :door_construction_cond: NECB_Default :ecm_system_name: NECB_Default :electrical_loads_scale: '0.0' :enable_costing: true :epw_file: CAN_QC_Montreal-Trudeau.Intl.AP.716270_CWEC2016.epw :erv_package: NECB_Default :ext_floor_cond: NECB_Default :ext_roof_cond: NECB_Default :ext_wall_cond: NECB_Default :fdwr_set: NECB_Default :fixed_wind_solar_trans: NECB_Default :fixed_window_cond: NECB_Default :furnace_eff: NECB_Default :glass_door_cond: NECB_Default :glass_door_solar_trans: NECB_Default :ground_floor_cond: NECB_Default :ground_roof_cond: NECB_Default :ground_wall_cond: NECB_Default :image_name: btap_private_cli :infiltration_scale: NECB_Default :lights_scale: NECB_Default :lights_type: NECB_Default :nv_delta_temp_in_out: NECB_Default :nv_opening_fraction: NECB_Default :nv_temp_out_min: NECB_Default :nv_type: NECB_Default :oa_scale: NECB_Default :occupancy_loads_scale: NECB_Default :output_meters: [] :output_variables: [] :overhead_door_cond: NECB_Default :primary_heating_fuel: Electricity :pv_ground_azimuth_angle: NECB_Default :pv_ground_module_description: NECB_Default :pv_ground_tilt_angle: NECB_Default :pv_ground_total_area_pv_panels_m2: NECB_Default :pv_ground_type: NECB_Default :rotation_degrees: '90.0' :run_annual_simulation: true :s3_bucket: '834599497928' :scale_x: '1.0' :scale_y: '1.0' :scale_z: '1.0' :scenario: :electrical_loads_scale :shw_eff: NECB_Default :skylight_cond: NECB_Default :skylight_solar_trans: NECB_Default :srr_set: '0.0' :template: NECB2017 docker_command: docker run --rm -v C:\Users\plopez\PycharmProjects\btap_batch\examples\idp\idp_example_elim\67fe0860-bfed-41c0-93e8-f378f30d8a26\output:/btap_costing/utilities/btap_cli/output -v C:\Users\plopez\PycharmProjects\btap_batch\examples\idp\idp_example_elim\67fe0860-bfed-41c0-93e8-f378f30d8a26\input\aa59ebef-c14b-412e-aacf-2ecee4b49506:/btap_costing/utilities/btap_cli/input btap_private_cli bundle exec ruby btap_cli.rb | idp_example_elim | 67fe0860-bfed-41c0-93e8-f378f30d8a26 | aa59ebef-c14b-412e-aacf-2ecee4b49506 | NECB2017 | FullServiceRestaurant | Electricity | Electricity | CAN_QC_Montreal-Trudeau.Intl.AP.716270_CWEC2016.epw | elimination |  | NECB_Default | NECB_Default | NECB_Default | NECB_Default | NECB_Default | NECB_Default | NECB_Default | NECB_Default | NECB_Default | NECB_Default | NECB_Default | NECB_Default | NECB_Default | NECB_Default | NECB_Default | NECB_Default | NECB_Default | NECB_Default | NECB_Default | NECB_Default | NECB_Default | NECB_Default | NECB_Default | NECB_Default | 0 | 90 | 1 | 1 | 1 | NECB_Default | NECB_Default | NECB_Default | NECB_Default | NECB_Default | NECB_Default | NECB_Default | NECB_Default | NECB_Default | NECB_Default | NECB_Default | NECB_Default | 0.0 | NECB_Default | NECB_Default | NECB_Default | local | 834599497928 | btap_private_cli |  | TRUE | TRUE |  | :electrical_loads_scale | 338.0066 | 39.0947 | 206.6473 | 327.2034 | 511.15 | 845.2233 | 37.3 | FullServiceRestaurant |  |  | 0 | FullServiceRestaurant | 1 |  | 1 | NECB2017 | 0.35452 | 2384.1067 | 242.0252 | 12.0165 | 64.9441 | 31.8231 | 816.9846 | 466.1757 | MONTREAL | QUEBEC | 0.5549 | 0 | 0 | 0.5549 | 35.341 | 0 | 0 | 35.341 | 0 | 0.054798 | 0 | 0 | 1.4279 | 0.22602 | 0.08207 | 0.74393 | 0 | 0.16792 | 0 | 0 | 1.4279 | 0.15318 | 365.5771 | 0 | 37.3 | 0.757 | [5 empty] | 0.156 | 0.247 | 1.9 |  | 0 | Montreal-Trudeau Intl AP | CAN | 323 | 4090 | 45.471 | -73.741 | 6 | 4400 | QC | CAN_QC_Montreal-Trudeau.Intl.AP.716270_CWEC2016.epw | 1.4279 | 39.0947 | 338.0066 | 7.5507 | 18.099 | FALSE | FALSE | FALSE | FALSE | 12.385 | 16.2697 | 0 | 0.21423 | 0.0048524 | 78.3 | 0 | 44.149 | 1.0279 | 0.023283 | 375.71 | 0 | 1.4279 | 32.83 | 19.5 | 0 | 0 |  | file:///C:\Users\plopez\PycharmProjects\btap_batch\examples\idp\idp_example_elim\67fe0860-bfed-41c0-93e8-f378f30d8a26\output\aa59ebef-c14b-412e-aacf-2ecee4b49506 | 1.0.002 |  | docker run --rm -v C:\Users\plopez\PycharmProjects\btap_batch\examples\idp\idp_example_elim\67fe0860-bfed-41c0-93e8-f378f30d8a26\output:/btap_costing/utilities/btap_cli/output -v C:\Users\plopez\PycharmProjects\btap_batch\examples\idp\idp_example_elim\67fe0860-bfed-41c0-93e8-f378f30d8a26\input\aa59ebef-c14b-412e-aacf-2ecee4b49506:/btap_costing/utilities/btap_cli/input btap_private_cli bundle exec ruby btap_cli.rb | -0.7 | -0.7 | 1 | 0.2 | 2.1 | tier_1 | 2.1
4 | 4 |  | TRUE | 60 | 2 | 0 | 81.8797 |  |  |  | 0.1 | 2021-09-24 19:42:47 +0000 | 438c2ebff | 0.2.14 | :adv_dx_units: NECB_Default :airloop_economizer_type: NECB_Default :algorithm_type: elimination :analysis_id: 67fe0860-bfed-41c0-93e8-f378f30d8a26 :analysis_name: idp_example_elim :boiler_eff: NECB_Default :btap_batch_version: 1.0.002 :building_type: FullServiceRestaurant :chiller_type: NECB_Default :compute_environment: local :datapoint_id: 5233b853-de12-4dec-b005-016687081a09 :daylighting_type: NECB_Default :dcv_type: NECB_Default :door_construction_cond: NECB_Default :ecm_system_name: NECB_Default :electrical_loads_scale: NECB_Default :enable_costing: true :epw_file: CAN_QC_Montreal-Trudeau.Intl.AP.716270_CWEC2016.epw :erv_package: NECB_Default :ext_floor_cond: NECB_Default :ext_roof_cond: NECB_Default :ext_wall_cond: NECB_Default :fdwr_set: NECB_Default :fixed_wind_solar_trans: NECB_Default :fixed_window_cond: NECB_Default :furnace_eff: NECB_Default :glass_door_cond: NECB_Default :glass_door_solar_trans: NECB_Default :ground_floor_cond: NECB_Default :ground_roof_cond: NECB_Default :ground_wall_cond: NECB_Default :image_name: btap_private_cli :infiltration_scale: NECB_Default :lights_scale: NECB_Default :lights_type: NECB_Default :nv_delta_temp_in_out: NECB_Default :nv_opening_fraction: NECB_Default :nv_temp_out_min: NECB_Default :nv_type: NECB_Default :oa_scale: '0.0' :occupancy_loads_scale: NECB_Default :output_meters: [] :output_variables: [] :overhead_door_cond: NECB_Default :primary_heating_fuel: Electricity :pv_ground_azimuth_angle: NECB_Default :pv_ground_module_description: NECB_Default :pv_ground_tilt_angle: NECB_Default :pv_ground_total_area_pv_panels_m2: NECB_Default :pv_ground_type: NECB_Default :rotation_degrees: '90.0' :run_annual_simulation: true :s3_bucket: '834599497928' :scale_x: '1.0' :scale_y: '1.0' :scale_z: '1.0' :scenario: :oa_scale :shw_eff: NECB_Default :skylight_cond: NECB_Default :skylight_solar_trans: NECB_Default :srr_set: '0.0' :template: NECB2017 docker_command: docker run --rm -v C:\Users\plopez\PycharmProjects\btap_batch\examples\idp\idp_example_elim\67fe0860-bfed-41c0-93e8-f378f30d8a26\output:/btap_costing/utilities/btap_cli/output -v C:\Users\plopez\PycharmProjects\btap_batch\examples\idp\idp_example_elim\67fe0860-bfed-41c0-93e8-f378f30d8a26\input\5233b853-de12-4dec-b005-016687081a09:/btap_costing/utilities/btap_cli/input btap_private_cli bundle exec ruby btap_cli.rb | idp_example_elim | 67fe0860-bfed-41c0-93e8-f378f30d8a26 | 5233b853-de12-4dec-b005-016687081a09 | NECB2017 | FullServiceRestaurant | Electricity | Electricity | CAN_QC_Montreal-Trudeau.Intl.AP.716270_CWEC2016.epw | elimination |  | NECB_Default | NECB_Default | NECB_Default | NECB_Default | NECB_Default | NECB_Default | NECB_Default | NECB_Default | NECB_Default | NECB_Default | NECB_Default | NECB_Default | NECB_Default | NECB_Default | NECB_Default | NECB_Default | NECB_Default | NECB_Default | NECB_Default | NECB_Default | NECB_Default | NECB_Default | NECB_Default | NECB_Default | 0 | 90 | 1 | 1 | 1 | NECB_Default | NECB_Default | NECB_Default | NECB_Default | NECB_Default | NECB_Default | NECB_Default | NECB_Default | NECB_Default | NECB_Default | NECB_Default | NECB_Default | NECB_Default | 0.0 | NECB_Default | NECB_Default | local | 834599497928 | btap_private_cli |  | TRUE | TRUE |  | :oa_scale | 61.3943 | 13.4307 | 23.1015 | 114.2957 | 511.15 | 845.2233 | 37.3 | FullServiceRestaurant |  |  | 0 | FullServiceRestaurant | 1 |  | 1 | NECB2017 | 0.35452 | 2384.1067 | 242.0252 | 11.7183 | 64.9441 | 31.8231 | 625.9203 | 275.4096 | MONTREAL | QUEBEC | 0.25275 | 0 | 0 | 0.25275 | 16.0973 | 0 | 0 | 16.0973 | 0 | 0.056246 | 0 | 0 | 0.65038 | 0.11887 | 0.0038149 | 0.083165 | 0.067182 | 0.16792 | 0 | 0 | 0.65038 | 0.15318 | 84.6861 | 0 | 37.3 | 0.757 | [5 empty] | 0.156 | 0.247 | 1.9 |  | 0 | Montreal-Trudeau Intl AP | CAN | 323 | 4090 | 45.471 | -73.741 | 6 | 4400 | QC | CAN_QC_Montreal-Trudeau.Intl.AP.716270_CWEC2016.epw | 0.6504 | 13.4307 | 61.3943 | 7.5507 | 18.0989 | FALSE | FALSE | FALSE | FALSE | 12.385 | 16.2696 | 0 | 0.21423 | 0.0048524 | 78.3 | 0 | 44.149 | 1.0279 | 0.023283 | 375.71 | 0 | 0.65038 | 73.67 | 54 | 0 | 0 |  | file:///C:\Users\plopez\PycharmProjects\btap_batch\examples\idp\idp_example_elim\67fe0860-bfed-41c0-93e8-f378f30d8a26\output\5233b853-de12-4dec-b005-016687081a09 | 1.0.002 |  | docker run --rm -v C:\Users\plopez\PycharmProjects\btap_batch\examples\idp\idp_example_elim\67fe0860-bfed-41c0-93e8-f378f30d8a26\output:/btap_costing/utilities/btap_cli/output -v C:\Users\plopez\PycharmProjects\btap_batch\examples\idp\idp_example_elim\67fe0860-bfed-41c0-93e8-f378f30d8a26\input\5233b853-de12-4dec-b005-016687081a09:/btap_costing/utilities/btap_cli/input btap_private_cli bundle exec ruby btap_cli.rb | -20 | -20 | 1 | 76.9 | 55.4 | tier_3 | 55.4
5 | 5 |  | TRUE | 56 | 0 | 0 | 81.8606 |  |  |  | 0.1 | 2021-09-24 19:42:47 +0000 | 438c2ebff | 0.2.14 | :adv_dx_units: NECB_Default :airloop_economizer_type: NECB_Default :algorithm_type: elimination :analysis_id: 67fe0860-bfed-41c0-93e8-f378f30d8a26 :analysis_name: idp_example_elim :boiler_eff: NECB_Default :btap_batch_version: 1.0.002 :building_type: FullServiceRestaurant :chiller_type: NECB_Default :compute_environment: local :datapoint_id: 1bc3a020-6749-4d2c-bd7d-978535620858 :daylighting_type: NECB_Default :dcv_type: NECB_Default :door_construction_cond: NECB_Default :ecm_system_name: NECB_Default :electrical_loads_scale: NECB_Default :enable_costing: true :epw_file: CAN_QC_Montreal-Trudeau.Intl.AP.716270_CWEC2016.epw :erv_package: NECB_Default :ext_floor_cond: NECB_Default :ext_roof_cond: NECB_Default :ext_wall_cond: NECB_Default :fdwr_set: NECB_Default :fixed_wind_solar_trans: '0.01' :fixed_window_cond: NECB_Default :furnace_eff: NECB_Default :glass_door_cond: NECB_Default :glass_door_solar_trans: NECB_Default :ground_floor_cond: NECB_Default :ground_roof_cond: NECB_Default :ground_wall_cond: NECB_Default :image_name: btap_private_cli :infiltration_scale: NECB_Default :lights_scale: NECB_Default :lights_type: NECB_Default :nv_delta_temp_in_out: NECB_Default :nv_opening_fraction: NECB_Default :nv_temp_out_min: NECB_Default :nv_type: NECB_Default :oa_scale: NECB_Default :occupancy_loads_scale: NECB_Default :output_meters: [] :output_variables: [] :overhead_door_cond: NECB_Default :primary_heating_fuel: Electricity :pv_ground_azimuth_angle: NECB_Default :pv_ground_module_description: NECB_Default :pv_ground_tilt_angle: NECB_Default :pv_ground_total_area_pv_panels_m2: NECB_Default :pv_ground_type: NECB_Default :rotation_degrees: '90.0' :run_annual_simulation: true :s3_bucket: '834599497928' :scale_x: '1.0' :scale_y: '1.0' :scale_z: '1.0' :scenario: :fixed_wind_solar_trans :shw_eff: NECB_Default :skylight_cond: NECB_Default :skylight_solar_trans: NECB_Default :srr_set: '0.0' :template: NECB2017 docker_command: docker run --rm -v C:\Users\plopez\PycharmProjects\btap_batch\examples\idp\idp_example_elim\67fe0860-bfed-41c0-93e8-f378f30d8a26\output:/btap_costing/utilities/btap_cli/output -v C:\Users\plopez\PycharmProjects\btap_batch\examples\idp\idp_example_elim\67fe0860-bfed-41c0-93e8-f378f30d8a26\input\1bc3a020-6749-4d2c-bd7d-978535620858:/btap_costing/utilities/btap_cli/input btap_private_cli bundle exec ruby btap_cli.rb | idp_example_elim | 67fe0860-bfed-41c0-93e8-f378f30d8a26 | 1bc3a020-6749-4d2c-bd7d-978535620858 | NECB2017 | FullServiceRestaurant | Electricity | Electricity | CAN_QC_Montreal-Trudeau.Intl.AP.716270_CWEC2016.epw | elimination |  | NECB_Default | NECB_Default | NECB_Default | NECB_Default | NECB_Default | NECB_Default | NECB_Default | NECB_Default | NECB_Default | NECB_Default | NECB_Default | NECB_Default | NECB_Default | NECB_Default | NECB_Default | NECB_Default | NECB_Default | NECB_Default | NECB_Default | NECB_Default | NECB_Default | 0.01 | NECB_Default | NECB_Default | 0 | 90 | 1 | 1 | 1 | NECB_Default | NECB_Default | NECB_Default | NECB_Default | NECB_Default | NECB_Default | NECB_Default | NECB_Default | NECB_Default | NECB_Default | NECB_Default | NECB_Default | NECB_Default | NECB_Default | NECB_Default | NECB_Default | local | 834599497928 | btap_private_cli |  | TRUE | TRUE |  | :fixed_wind_solar_trans | 346.7971 | 31.1653 | 229.2543 | 333.9963 | 511.15 | 845.2233 | 37.3 | FullServiceRestaurant |  |  | 0 | FullServiceRestaurant | 1 |  | 1 | NECB2017 | 0.35452 | 2384.1067 | 242.1518 | 11.7183 | 64.9441 | 31.8231 | 746.8946 | 396.2573 | MONTREAL | QUEBEC | 0.59052 | 0 | 0 | 0.59052 | 37.6099 | 0 | 0 | 37.6099 | 0 | 0.034589 | 0 | 0 | 1.5196 | 0.1893 | 0.08207 | 0.82532 | 0.067182 | 0.16792 | 0 | 0 | 1.5196 | 0.15318 | 376.8387 | 0 | 37.3 | 0.757 | [5 empty] | 0.156 | 0.247 | 1.9 |  | 0 | Montreal-Trudeau Intl AP | CAN | 323 | 4090 | 45.471 | -73.741 | 6 | 4400 | QC | CAN_QC_Montreal-Trudeau.Intl.AP.716270_CWEC2016.epw | 1.5196 | 31.1653 | 346.7971 | 7.5507 | 18.0989 | FALSE | FALSE | FALSE | FALSE | 12.385 | 16.2696 | 0 | 0.21423 | 0.0048524 | 78.3 | 0 | 44.149 | 1.0279 | 0.023283 | 375.71 | 0 | 1.5196 | 1 | 0.67 | 0 | 0 |  | file:///C:\Users\plopez\PycharmProjects\btap_batch\examples\idp\idp_example_elim\67fe0860-bfed-41c0-93e8-f378f30d8a26\output\1bc3a020-6749-4d2c-bd7d-978535620858 | 1.0.002 |  | docker run --rm -v C:\Users\plopez\PycharmProjects\btap_batch\examples\idp\idp_example_elim\67fe0860-bfed-41c0-93e8-f378f30d8a26\output:/btap_costing/utilities/btap_cli/output -v C:\Users\plopez\PycharmProjects\btap_batch\examples\idp\idp_example_elim\67fe0860-bfed-41c0-93e8-f378f30d8a26\input\1bc3a020-6749-4d2c-bd7d-978535620858:/btap_costing/utilities/btap_cli/input btap_private_cli bundle exec ruby btap_cli.rb | 1.5 | 1.5 | 1 | -2.9 | -4.2 | non_compliant | -4.2
6 | 6 |  | TRUE | 56 | 0 | 0 | 83.6396 |  |  |  | 0.1 | 2021-09-24 19:42:49 +0000 | 438c2ebff | 0.2.14 | :adv_dx_units: NECB_Default :airloop_economizer_type: NECB_Default :algorithm_type: elimination :analysis_id: 67fe0860-bfed-41c0-93e8-f378f30d8a26 :analysis_name: idp_example_elim :boiler_eff: NECB_Default :btap_batch_version: 1.0.002 :building_type: FullServiceRestaurant :chiller_type: NECB_Default :compute_environment: local :datapoint_id: fe4fdb1d-d0f1-447c-9305-8bac3594aacf :daylighting_type: NECB_Default :dcv_type: NECB_Default :door_construction_cond: NECB_Default :ecm_system_name: NECB_Default :electrical_loads_scale: NECB_Default :enable_costing: true :epw_file: CAN_QC_Montreal-Trudeau.Intl.AP.716270_CWEC2016.epw :erv_package: NECB_Default :ext_floor_cond: NECB_Default :ext_roof_cond: NECB_Default :ext_wall_cond: '0.01' :fdwr_set: NECB_Default :fixed_wind_solar_trans: NECB_Default :fixed_window_cond: NECB_Default :furnace_eff: NECB_Default :glass_door_cond: NECB_Default :glass_door_solar_trans: NECB_Default :ground_floor_cond: NECB_Default :ground_roof_cond: NECB_Default :ground_wall_cond: NECB_Default :image_name: btap_private_cli :infiltration_scale: NECB_Default :lights_scale: NECB_Default :lights_type: NECB_Default :nv_delta_temp_in_out: NECB_Default :nv_opening_fraction: NECB_Default :nv_temp_out_min: NECB_Default :nv_type: NECB_Default :oa_scale: NECB_Default :occupancy_loads_scale: NECB_Default :output_meters: [] :output_variables: [] :overhead_door_cond: NECB_Default :primary_heating_fuel: Electricity :pv_ground_azimuth_angle: NECB_Default :pv_ground_module_description: NECB_Default :pv_ground_tilt_angle: NECB_Default :pv_ground_total_area_pv_panels_m2: NECB_Default :pv_ground_type: NECB_Default :rotation_degrees: '90.0' :run_annual_simulation: true :s3_bucket: '834599497928' :scale_x: '1.0' :scale_y: '1.0' :scale_z: '1.0' :scenario: :ext_wall_cond :shw_eff: NECB_Default :skylight_cond: NECB_Default :skylight_solar_trans: NECB_Default :srr_set: '0.0' :template: NECB2017 docker_command: docker run --rm -v C:\Users\plopez\PycharmProjects\btap_batch\examples\idp\idp_example_elim\67fe0860-bfed-41c0-93e8-f378f30d8a26\output:/btap_costing/utilities/btap_cli/output -v C:\Users\plopez\PycharmProjects\btap_batch\examples\idp\idp_example_elim\67fe0860-bfed-41c0-93e8-f378f30d8a26\input\fe4fdb1d-d0f1-447c-9305-8bac3594aacf:/btap_costing/utilities/btap_cli/input btap_private_cli bundle exec ruby btap_cli.rb | idp_example_elim | 67fe0860-bfed-41c0-93e8-f378f30d8a26 | fe4fdb1d-d0f1-447c-9305-8bac3594aacf | NECB2017 | FullServiceRestaurant | Electricity | Electricity | CAN_QC_Montreal-Trudeau.Intl.AP.716270_CWEC2016.epw | elimination |  | NECB_Default | NECB_Default | NECB_Default | NECB_Default | 0.01 | NECB_Default | NECB_Default | NECB_Default | NECB_Default | NECB_Default | NECB_Default | NECB_Default | NECB_Default | NECB_Default | NECB_Default | NECB_Default | NECB_Default | NECB_Default | NECB_Default | NECB_Default | NECB_Default | NECB_Default | NECB_Default | NECB_Default | 0 | 90 | 1 | 1 | 1 | NECB_Default | NECB_Default | NECB_Default | NECB_Default | NECB_Default | NECB_Default | NECB_Default | NECB_Default | NECB_Default | NECB_Default | NECB_Default | NECB_Default | NECB_Default | NECB_Default | NECB_Default | NECB_Default | local | 834599497928 | btap_private_cli |  | TRUE | TRUE |  | :ext_wall_cond | 333.6331 | 39.9473 | 193.9689 | 316.8618 | 511.15 | 845.2233 | 37.3 | FullServiceRestaurant |  |  | 0 | FullServiceRestaurant | 1 |  | 1 | NECB2017 | 0.35452 | 2384.1067 | 222.9235 | 10.8238 | 64.9441 | 31.8231 | 801.003 | 470.4885 | MONTREAL | QUEBEC | 0.56655 | 0 | 0 | 0.56655 | 36.0832 | 0 | 0 | 36.0832 | 0 | 0.060961 | 0 | 0 | 1.4579 | 0.22829 | 0.08207 | 0.69827 | 0.067182 | 0.16792 | 0 | 0 | 1.4579 | 0.15318 | 363.212 | 0 | 37.3 | 0.757 | [5 empty] | 0.156 | 0.01 | 1.9 |  | 0 | Montreal-Trudeau Intl AP | CAN | 323 | 4090 | 45.471 | -73.741 | 6 | 4400 | QC | CAN_QC_Montreal-Trudeau.Intl.AP.716270_CWEC2016.epw | 1.4579 | 39.9473 | 333.6331 | 7.5507 | 18.0989 | FALSE | FALSE | FALSE | FALSE | 12.385 | 16.2696 | 0 | 0.21423 | 0.0048524 | 78.3 | 0 | 44.149 | 1.0279 | 0.023283 | 375.71 | 0 | 1.4579 | 40.83 | 25.83 | 0 | 0 |  | file:///C:\Users\plopez\PycharmProjects\btap_batch\examples\idp\idp_example_elim\67fe0860-bfed-41c0-93e8-f378f30d8a26\output\fe4fdb1d-d0f1-447c-9305-8bac3594aacf | 1.0.002 |  | docker run --rm -v C:\Users\plopez\PycharmProjects\btap_batch\examples\idp\idp_example_elim\67fe0860-bfed-41c0-93e8-f378f30d8a26\output:/btap_costing/utilities/btap_cli/output -v C:\Users\plopez\PycharmProjects\btap_batch\examples\idp\idp_example_elim\67fe0860-bfed-41c0-93e8-f378f30d8a26\input\fe4fdb1d-d0f1-447c-9305-8bac3594aacf:/btap_costing/utilities/btap_cli/input btap_private_cli bundle exec ruby btap_cli.rb | 0 | 0 |  | 0.8 | 0 | tier_1 | 0
7 | 7 |  | TRUE | 56 | 0 | 0 | 83.5778 |  |  |  | 0.1 | 2021-09-24 19:42:48 +0000 | 438c2ebff | 0.2.14 | :adv_dx_units: NECB_Default :airloop_economizer_type: NECB_Default :algorithm_type: elimination :analysis_id: 67fe0860-bfed-41c0-93e8-f378f30d8a26 :analysis_name: idp_example_elim :boiler_eff: NECB_Default :btap_batch_version: 1.0.002 :building_type: FullServiceRestaurant :chiller_type: NECB_Default :compute_environment: local :datapoint_id: 89aa3129-dad3-4e33-9c66-bfa38b2690ea :daylighting_type: NECB_Default :dcv_type: NECB_Default :door_construction_cond: NECB_Default :ecm_system_name: NECB_Default :electrical_loads_scale: NECB_Default :enable_costing: true :epw_file: CAN_QC_Montreal-Trudeau.Intl.AP.716270_CWEC2016.epw :erv_package: NECB_Default :ext_floor_cond: NECB_Default :ext_roof_cond: NECB_Default :ext_wall_cond: NECB_Default :fdwr_set: NECB_Default :fixed_wind_solar_trans: NECB_Default :fixed_window_cond: NECB_Default :furnace_eff: NECB_Default :glass_door_cond: NECB_Default :glass_door_solar_trans: NECB_Default :ground_floor_cond: NECB_Default :ground_roof_cond: NECB_Default :ground_wall_cond: '0.01' :image_name: btap_private_cli :infiltration_scale: NECB_Default :lights_scale: NECB_Default :lights_type: NECB_Default :nv_delta_temp_in_out: NECB_Default :nv_opening_fraction: NECB_Default :nv_temp_out_min: NECB_Default :nv_type: NECB_Default :oa_scale: NECB_Default :occupancy_loads_scale: NECB_Default :output_meters: [] :output_variables: [] :overhead_door_cond: NECB_Default :primary_heating_fuel: Electricity :pv_ground_azimuth_angle: NECB_Default :pv_ground_module_description: NECB_Default :pv_ground_tilt_angle: NECB_Default :pv_ground_total_area_pv_panels_m2: NECB_Default :pv_ground_type: NECB_Default :rotation_degrees: '90.0' :run_annual_simulation: true :s3_bucket: '834599497928' :scale_x: '1.0' :scale_y: '1.0' :scale_z: '1.0' :scenario: :ground_wall_cond :shw_eff: NECB_Default :skylight_cond: NECB_Default :skylight_solar_trans: NECB_Default :srr_set: '0.0' :template: NECB2017 docker_command: docker run --rm -v C:\Users\plopez\PycharmProjects\btap_batch\examples\idp\idp_example_elim\67fe0860-bfed-41c0-93e8-f378f30d8a26\output:/btap_costing/utilities/btap_cli/output -v C:\Users\plopez\PycharmProjects\btap_batch\examples\idp\idp_example_elim\67fe0860-bfed-41c0-93e8-f378f30d8a26\input\89aa3129-dad3-4e33-9c66-bfa38b2690ea:/btap_costing/utilities/btap_cli/input btap_private_cli bundle exec ruby btap_cli.rb | idp_example_elim | 67fe0860-bfed-41c0-93e8-f378f30d8a26 | 89aa3129-dad3-4e33-9c66-bfa38b2690ea | NECB2017 | FullServiceRestaurant | Electricity | Electricity | CAN_QC_Montreal-Trudeau.Intl.AP.716270_CWEC2016.epw | elimination |  | NECB_Default | NECB_Default | NECB_Default | NECB_Default | NECB_Default | NECB_Default | NECB_Default | NECB_Default | NECB_Default | NECB_Default | NECB_Default | NECB_Default | NECB_Default | 0.01 | NECB_Default | NECB_Default | NECB_Default | NECB_Default | NECB_Default | NECB_Default | NECB_Default | NECB_Default | NECB_Default | NECB_Default | 0 | 90 | 1 | 1 | 1 | NECB_Default | NECB_Default | NECB_Default | NECB_Default | NECB_Default | NECB_Default | NECB_Default | NECB_Default | NECB_Default | NECB_Default | NECB_Default | NECB_Default | NECB_Default | NECB_Default | NECB_Default | NECB_Default | local | 834599497928 | btap_private_cli |  | TRUE | TRUE |  | :ground_wall_cond | 335.9957 | 40.225 | 198.8273 | 321.7147 | 511.15 | 845.2233 | 37.3 | FullServiceRestaurant |  |  | 0 | FullServiceRestaurant | 1 |  | 1 | NECB2017 | 0.35452 | 2384.1067 | 242.0252 | 11.7183 | 64.9441 | 31.8231 | 821.1983 | 470.6876 | MONTREAL | QUEBEC | 0.57333 | 0 | 0 | 0.57333 | 36.5151 | 0 | 0 | 36.5151 | 0 | 0.060726 | 0 | 0 | 1.4753 | 0.2285 | 0.08207 | 0.71576 | 0.067182 | 0.16792 | 0 | 0 | 1.4753 | 0.15318 | 365.8659 | 0 | 37.3 | 0.757 | [5 empty] | 0.156 | 0.247 | 1.9 |  | 0 | Montreal-Trudeau Intl AP | CAN | 323 | 4090 | 45.471 | -73.741 | 6 | 4400 | QC | CAN_QC_Montreal-Trudeau.Intl.AP.716270_CWEC2016.epw | 1.4754 | 40.225 | 335.9957 | 7.5507 | 18.099 | FALSE | FALSE | FALSE | FALSE | 12.385 | 16.2697 | 0 | 0.21423 | 0.0048524 | 78.3 | 0 | 44.149 | 1.0279 | 0.023283 | 375.71 | 0 | 1.4753 | 39.33 | 24.83 | 0 | 0 |  | file:///C:\Users\plopez\PycharmProjects\btap_batch\examples\idp\idp_example_elim\67fe0860-bfed-41c0-93e8-f378f30d8a26\output\89aa3129-dad3-4e33-9c66-bfa38b2690ea | 1.0.002 |  | docker run --rm -v C:\Users\plopez\PycharmProjects\btap_batch\examples\idp\idp_example_elim\67fe0860-bfed-41c0-93e8-f378f30d8a26\output:/btap_costing/utilities/btap_cli/output -v C:\Users\plopez\PycharmProjects\btap_batch\examples\idp\idp_example_elim\67fe0860-bfed-41c0-93e8-f378f30d8a26\input\89aa3129-dad3-4e33-9c66-bfa38b2690ea:/btap_costing/utilities/btap_cli/input btap_private_cli bundle exec ruby btap_cli.rb | 0.4 | 0.4 | 1 | 0.1 | -1.2 | non_compliant | -1.2
8 | 8 |  | TRUE | 54 | 0 | 0 | 83.661 |  |  |  | 0.1 | 2021-09-24 19:42:48 +0000 | 438c2ebff | 0.2.14 | :adv_dx_units: NECB_Default :airloop_economizer_type: NECB_Default :algorithm_type: elimination :analysis_id: 67fe0860-bfed-41c0-93e8-f378f30d8a26 :analysis_name: idp_example_elim :boiler_eff: NECB_Default :btap_batch_version: 1.0.002 :building_type: FullServiceRestaurant :chiller_type: NECB_Default :compute_environment: local :datapoint_id: ba85b653-092f-4313-8bc8-e497db0899eb :daylighting_type: NECB_Default :dcv_type: NECB_Default :door_construction_cond: NECB_Default :ecm_system_name: NECB_Default :electrical_loads_scale: NECB_Default :enable_costing: true :epw_file: CAN_QC_Montreal-Trudeau.Intl.AP.716270_CWEC2016.epw :erv_package: NECB_Default :ext_floor_cond: NECB_Default :ext_roof_cond: NECB_Default :ext_wall_cond: NECB_Default :fdwr_set: NECB_Default :fixed_wind_solar_trans: NECB_Default :fixed_window_cond: NECB_Default :furnace_eff: NECB_Default :glass_door_cond: NECB_Default :glass_door_solar_trans: NECB_Default :ground_floor_cond: '0.01' :ground_roof_cond: NECB_Default :ground_wall_cond: NECB_Default :image_name: btap_private_cli :infiltration_scale: NECB_Default :lights_scale: NECB_Default :lights_type: NECB_Default :nv_delta_temp_in_out: NECB_Default :nv_opening_fraction: NECB_Default :nv_temp_out_min: NECB_Default :nv_type: NECB_Default :oa_scale: NECB_Default :occupancy_loads_scale: NECB_Default :output_meters: [] :output_variables: [] :overhead_door_cond: NECB_Default :primary_heating_fuel: Electricity :pv_ground_azimuth_angle: NECB_Default :pv_ground_module_description: NECB_Default :pv_ground_tilt_angle: NECB_Default :pv_ground_total_area_pv_panels_m2: NECB_Default :pv_ground_type: NECB_Default :rotation_degrees: '90.0' :run_annual_simulation: true :s3_bucket: '834599497928' :scale_x: '1.0' :scale_y: '1.0' :scale_z: '1.0' :scenario: :ground_floor_cond :shw_eff: NECB_Default :skylight_cond: NECB_Default :skylight_solar_trans: NECB_Default :srr_set: '0.0' :template: NECB2017 docker_command: docker run --rm -v C:\Users\plopez\PycharmProjects\btap_batch\examples\idp\idp_example_elim\67fe0860-bfed-41c0-93e8-f378f30d8a26\output:/btap_costing/utilities/btap_cli/output -v C:\Users\plopez\PycharmProjects\btap_batch\examples\idp\idp_example_elim\67fe0860-bfed-41c0-93e8-f378f30d8a26\input\ba85b653-092f-4313-8bc8-e497db0899eb:/btap_costing/utilities/btap_cli/input btap_private_cli bundle exec ruby btap_cli.rb | idp_example_elim | 67fe0860-bfed-41c0-93e8-f378f30d8a26 | ba85b653-092f-4313-8bc8-e497db0899eb | NECB2017 | FullServiceRestaurant | Electricity | Electricity | CAN_QC_Montreal-Trudeau.Intl.AP.716270_CWEC2016.epw | elimination |  | NECB_Default | NECB_Default | NECB_Default | NECB_Default | NECB_Default | NECB_Default | NECB_Default | NECB_Default | NECB_Default | NECB_Default | NECB_Default | NECB_Default | NECB_Default | NECB_Default | 0.01 | NECB_Default | NECB_Default | NECB_Default | NECB_Default | NECB_Default | NECB_Default | NECB_Default | NECB_Default | NECB_Default | 0 | 90 | 1 | 1 | 1 | NECB_Default | NECB_Default | NECB_Default | NECB_Default | NECB_Default | NECB_Default | NECB_Default | NECB_Default | NECB_Default | NECB_Default | NECB_Default | NECB_Default | NECB_Default | NECB_Default | NECB_Default | NECB_Default | local | 834599497928 | btap_private_cli |  | TRUE | TRUE |  | :ground_floor_cond | 335.4235 | 43.0249 | 193.0994 | 321.8885 | 511.15 | 845.2233 | 37.3 | FullServiceRestaurant |  |  | 0 | FullServiceRestaurant | 1 |  | 1 | NECB2017 | 0.35452 | 2384.1067 | 156.4327 | 12.0165 | 64.9441 | 31.8231 | 735.8145 | 470.5982 | MONTREAL | QUEBEC | 0.57357 | 0 | 0 | 0.57357 | 36.5302 | 0 | 0 | 36.5302 | 0 | 0.071271 | 0 | 0 | 1.476 | 0.23919 | 0.08207 | 0.69516 | 0.067182 | 0.16792 | 0 | 0 | 1.476 | 0.15318 | 365.8221 | 0 | 37.3 | 0.01 | [5 empty] | 0.156 | 0.247 | 1.9 |  | 0 | Montreal-Trudeau Intl AP | CAN | 323 | 4090 | 45.471 | -73.741 | 6 | 4400 | QC | CAN_QC_Montreal-Trudeau.Intl.AP.716270_CWEC2016.epw | 1.476 | 43.0249 | 335.4235 | 7.5507 | 18.099 | FALSE | FALSE | FALSE | FALSE | 12.385 | 16.2697 | 0 | 0.21423 | 0.0048524 | 78.3 | 0 | 44.149 | 1.0279 | 0.023283 | 375.71 | 0 | 1.476 | 49.67 | 31 | 0 | 0 |  | file:///C:\Users\plopez\PycharmProjects\btap_batch\examples\idp\idp_example_elim\67fe0860-bfed-41c0-93e8-f378f30d8a26\output\ba85b653-092f-4313-8bc8-e497db0899eb | 1.0.002 |  | docker run --rm -v C:\Users\plopez\PycharmProjects\btap_batch\examples\idp\idp_example_elim\67fe0860-bfed-41c0-93e8-f378f30d8a26\output:/btap_costing/utilities/btap_cli/output -v C:\Users\plopez\PycharmProjects\btap_batch\examples\idp\idp_example_elim\67fe0860-bfed-41c0-93e8-f378f30d8a26\input\ba85b653-092f-4313-8bc8-e497db0899eb:/btap_costing/utilities/btap_cli/input btap_private_cli bundle exec ruby btap_cli.rb | 0.4 | 0.4 | 1 | 0.1 | -1.2 | non_compliant | -1.2
9 | 9 |  | TRUE | 51 | 0 | 0 | 83.7551 |  |  |  | 0.1 | 2021-09-24 19:42:49 +0000 | 438c2ebff | 0.2.14 | :adv_dx_units: NECB_Default :airloop_economizer_type: NECB_Default :algorithm_type: elimination :analysis_id: 67fe0860-bfed-41c0-93e8-f378f30d8a26 :analysis_name: idp_example_elim :boiler_eff: NECB_Default :btap_batch_version: 1.0.002 :building_type: FullServiceRestaurant :chiller_type: NECB_Default :compute_environment: local :datapoint_id: 9fd7acab-36cf-4a00-812d-a627a67bd901 :daylighting_type: NECB_Default :dcv_type: NECB_Default :door_construction_cond: NECB_Default :ecm_system_name: NECB_Default :electrical_loads_scale: NECB_Default :enable_costing: true :epw_file: CAN_QC_Montreal-Trudeau.Intl.AP.716270_CWEC2016.epw :erv_package: NECB_Default :ext_floor_cond: NECB_Default :ext_roof_cond: NECB_Default :ext_wall_cond: NECB_Default :fdwr_set: NECB_Default :fixed_wind_solar_trans: NECB_Default :fixed_window_cond: NECB_Default :furnace_eff: NECB_Default :glass_door_cond: NECB_Default :glass_door_solar_trans: NECB_Default :ground_floor_cond: NECB_Default :ground_roof_cond: NECB_Default :ground_wall_cond: NECB_Default :image_name: btap_private_cli :infiltration_scale: NECB_Default :lights_scale: NECB_Default :lights_type: NECB_Default :nv_delta_temp_in_out: NECB_Default :nv_opening_fraction: NECB_Default :nv_temp_out_min: NECB_Default :nv_type: NECB_Default :oa_scale: NECB_Default :occupancy_loads_scale: '0.0' :output_meters: [] :output_variables: [] :overhead_door_cond: NECB_Default :primary_heating_fuel: Electricity :pv_ground_azimuth_angle: NECB_Default :pv_ground_module_description: NECB_Default :pv_ground_tilt_angle: NECB_Default :pv_ground_total_area_pv_panels_m2: NECB_Default :pv_ground_type: NECB_Default :rotation_degrees: '90.0' :run_annual_simulation: true :s3_bucket: '834599497928' :scale_x: '1.0' :scale_y: '1.0' :scale_z: '1.0' :scenario: :occupancy_loads_scale :shw_eff: NECB_Default :skylight_cond: NECB_Default :skylight_solar_trans: NECB_Default :srr_set: '0.0' :template: NECB2017 docker_command: docker run --rm -v C:\Users\plopez\PycharmProjects\btap_batch\examples\idp\idp_example_elim\67fe0860-bfed-41c0-93e8-f378f30d8a26\output:/btap_costing/utilities/btap_cli/output -v C:\Users\plopez\PycharmProjects\btap_batch\examples\idp\idp_example_elim\67fe0860-bfed-41c0-93e8-f378f30d8a26\input\9fd7acab-36cf-4a00-812d-a627a67bd901:/btap_costing/utilities/btap_cli/input btap_private_cli bundle exec ruby btap_cli.rb | idp_example_elim | 67fe0860-bfed-41c0-93e8-f378f30d8a26 | 9fd7acab-36cf-4a00-812d-a627a67bd901 | NECB2017 | FullServiceRestaurant | Electricity | Electricity | CAN_QC_Montreal-Trudeau.Intl.AP.716270_CWEC2016.epw | elimination |  | NECB_Default | NECB_Default | NECB_Default | NECB_Default | NECB_Default | NECB_Default | NECB_Default | NECB_Default | NECB_Default | NECB_Default | NECB_Default | NECB_Default | NECB_Default | NECB_Default | NECB_Default | NECB_Default | NECB_Default | NECB_Default | NECB_Default | NECB_Default | NECB_Default | NECB_Default | NECB_Default | NECB_Default | 0 | 90 | 1 | 1 | 1 | NECB_Default | NECB_Default | NECB_Default | NECB_Default | NECB_Default | NECB_Default | NECB_Default | NECB_Default | NECB_Default | NECB_Default | NECB_Default | 0.0 | NECB_Default | NECB_Default | NECB_Default | NECB_Default | local | 834599497928 | btap_private_cli |  | TRUE | TRUE |  | :occupancy_loads_scale | 36.1145 | 12.8789 | 13.8631 | 87.9281 | 511.15 | 845.2233 | 37.3 | FullServiceRestaurant |  |  | 0 | FullServiceRestaurant | 1 |  | 1 | NECB2017 | 0.35452 | 2384.1067 | 242.0252 | 11.7183 | 64.9441 | 31.8231 | 630.9399 | 280.4292 | MONTREAL | QUEBEC | 0.21438 | 0 | 0 | 0.21438 | 13.6535 | 0 | 0 | 13.6535 | 0 | 0.053076 | 0 | 0 | 0.55164 | 0.060374 | 0 | 0.049888 | 0.067182 | 0.16792 | 0 | 0 | 0.55164 | 0.1532 | 56.933 | 0 | 37.3 | 0.757 | [5 empty] | 0.156 | 0.247 | 1.9 |  | 0 | Montreal-Trudeau Intl AP | CAN | 323 | 4090 | 45.471 | -73.741 | 6 | 4400 | QC | CAN_QC_Montreal-Trudeau.Intl.AP.716270_CWEC2016.epw | 0.55165 | 12.8789 | 36.1145 | 7.5507 | 18.0989 | FALSE | FALSE | TRUE | FALSE | 8.2934 | 10.216 | 0 | 0.21425 | inf | 78.31 | 0 | 0 | 1.0279 | inf | 375.71 | 0 | 0.55164 | 357.83 | 0 | 0 | 0 |  | file:///C:\Users\plopez\PycharmProjects\btap_batch\examples\idp\idp_example_elim\67fe0860-bfed-41c0-93e8-f378f30d8a26\output\9fd7acab-36cf-4a00-812d-a627a67bd901 | 1.0.002 |  | docker run --rm -v C:\Users\plopez\PycharmProjects\btap_batch\examples\idp\idp_example_elim\67fe0860-bfed-41c0-93e8-f378f30d8a26\output:/btap_costing/utilities/btap_cli/output -v C:\Users\plopez\PycharmProjects\btap_batch\examples\idp\idp_example_elim\67fe0860-bfed-41c0-93e8-f378f30d8a26\input\9fd7acab-36cf-4a00-812d-a627a67bd901:/btap_costing/utilities/btap_cli/input btap_private_cli bundle exec ruby btap_cli.rb | -22.4 | -22.4 | 1 | 84.5 | 62.2 | tier_4 | 62.2
10 | 10 |  | TRUE | 56 | 0 | 0 | 83.8566 |  |  |  | 0.1 | 2021-09-24 19:42:48 +0000 | 438c2ebff | 0.2.14 | :adv_dx_units: NECB_Default :airloop_economizer_type: NECB_Default :algorithm_type: elimination :analysis_id: 67fe0860-bfed-41c0-93e8-f378f30d8a26 :analysis_name: idp_example_elim :boiler_eff: NECB_Default :btap_batch_version: 1.0.002 :building_type: FullServiceRestaurant :chiller_type: NECB_Default :compute_environment: local :datapoint_id: 2f381d36-3638-42b3-81fb-20f245c2a085 :daylighting_type: NECB_Default :dcv_type: NECB_Default :door_construction_cond: NECB_Default :ecm_system_name: NECB_Default :electrical_loads_scale: NECB_Default :enable_costing: true :epw_file: CAN_QC_Montreal-Trudeau.Intl.AP.716270_CWEC2016.epw :erv_package: NECB_Default :ext_floor_cond: NECB_Default :ext_roof_cond: NECB_Default :ext_wall_cond: NECB_Default :fdwr_set: NECB_Default :fixed_wind_solar_trans: NECB_Default :fixed_window_cond: NECB_Default :furnace_eff: NECB_Default :glass_door_cond: NECB_Default :glass_door_solar_trans: NECB_Default :ground_floor_cond: NECB_Default :ground_roof_cond: NECB_Default :ground_wall_cond: NECB_Default :image_name: btap_private_cli :infiltration_scale: NECB_Default :lights_scale: '0.0' :lights_type: NECB_Default :nv_delta_temp_in_out: NECB_Default :nv_opening_fraction: NECB_Default :nv_temp_out_min: NECB_Default :nv_type: NECB_Default :oa_scale: NECB_Default :occupancy_loads_scale: NECB_Default :output_meters: [] :output_variables: [] :overhead_door_cond: NECB_Default :primary_heating_fuel: Electricity :pv_ground_azimuth_angle: NECB_Default :pv_ground_module_description: NECB_Default :pv_ground_tilt_angle: NECB_Default :pv_ground_total_area_pv_panels_m2: NECB_Default :pv_ground_type: NECB_Default :rotation_degrees: '90.0' :run_annual_simulation: true :s3_bucket: '834599497928' :scale_x: '1.0' :scale_y: '1.0' :scale_z: '1.0' :scenario: :lights_scale :shw_eff: NECB_Default :skylight_cond: NECB_Default :skylight_solar_trans: NECB_Default :srr_set: '0.0' :template: NECB2017 docker_command: docker run --rm -v C:\Users\plopez\PycharmProjects\btap_batch\examples\idp\idp_example_elim\67fe0860-bfed-41c0-93e8-f378f30d8a26\output:/btap_costing/utilities/btap_cli/output -v C:\Users\plopez\PycharmProjects\btap_batch\examples\idp\idp_example_elim\67fe0860-bfed-41c0-93e8-f378f30d8a26\input\2f381d36-3638-42b3-81fb-20f245c2a085:/btap_costing/utilities/btap_cli/input btap_private_cli bundle exec ruby btap_cli.rb | idp_example_elim | 67fe0860-bfed-41c0-93e8-f378f30d8a26 | 2f381d36-3638-42b3-81fb-20f245c2a085 | NECB2017 | FullServiceRestaurant | Electricity | Electricity | CAN_QC_Montreal-Trudeau.Intl.AP.716270_CWEC2016.epw | elimination |  | NECB_Default | NECB_Default | NECB_Default | NECB_Default | NECB_Default | NECB_Default | NECB_Default | NECB_Default | 0.0 | NECB_Default | NECB_Default | NECB_Default | NECB_Default | NECB_Default | NECB_Default | NECB_Default | NECB_Default | NECB_Default | NECB_Default | NECB_Default | NECB_Default | NECB_Default | NECB_Default | NECB_Default | 0 | 90 | 1 | 1 | 1 | NECB_Default | NECB_Default | NECB_Default | NECB_Default | NECB_Default | NECB_Default | NECB_Default | NECB_Default | NECB_Default | NECB_Default | NECB_Default | NECB_Default | NECB_Default | NECB_Default | NECB_Default | NECB_Default | local | 834599497928 | btap_private_cli |  | TRUE | TRUE |  | :lights_scale | 341.0855 | 36.9673 | 219.7605 | 337.6808 | 511.15 | 845.2233 | 37.3 | FullServiceRestaurant |  |  | 0 | FullServiceRestaurant | 1 |  | 1 | NECB2017 | 0.35452 | 2384.1067 | 242.0252 | 12.6128 | 64.9441 | 31.8231 | 816.0522 | 464.647 | MONTREAL | QUEBEC | 0.53042 | 0 | 0 | 0.53042 | 33.7818 | 0 | 0 | 33.7818 | 0 | 0.048009 | 0 | 0 | 1.3649 | 0.22332 | 0.08207 | 0.79114 | 0.067182 |  | 0 | 0 | 1.3649 | 0.15318 | 365.9822 | 0 | 37.3 | 0.757 | [5 empty] | 0.156 | 0.247 | 1.9 |  | 0 | Montreal-Trudeau Intl AP | CAN | 323 | 4090 | 45.471 | -73.741 | 6 | 4400 | QC | CAN_QC_Montreal-Trudeau.Intl.AP.716270_CWEC2016.epw | 1.3649 | 36.9673 | 341.0855 | 7.5507 | 18.099 | FALSE | FALSE | FALSE | FALSE | 12.385 | 16.2697 | 0 | 0.21423 | 0.0048524 | 78.3 | 0 | 44.149 | 1.0279 | 0.023283 | 375.71 | 0 | 1.3649 | 31.33 | 18.5 | 0 | 0 |  | file:///C:\Users\plopez\PycharmProjects\btap_batch\examples\idp\idp_example_elim\67fe0860-bfed-41c0-93e8-f378f30d8a26\output\2f381d36-3638-42b3-81fb-20f245c2a085 | 1.0.002 |  | docker run --rm -v C:\Users\plopez\PycharmProjects\btap_batch\examples\idp\idp_example_elim\67fe0860-bfed-41c0-93e8-f378f30d8a26\output:/btap_costing/utilities/btap_cli/output -v C:\Users\plopez\PycharmProjects\btap_batch\examples\idp\idp_example_elim\67fe0860-bfed-41c0-93e8-f378f30d8a26\input\2f381d36-3638-42b3-81fb-20f245c2a085:/btap_costing/utilities/btap_cli/input btap_private_cli bundle exec ruby btap_cli.rb | -2.3 | -2.3 | 1 | 0 | 6.4 | tier_1 | 6.4
11 | 11 |  | TRUE | 56 | 0 | 0 | 84.0031 |  |  |  | 0.1 | 2021-09-24 19:42:48 +0000 | 438c2ebff | 0.2.14 | :adv_dx_units: NECB_Default :airloop_economizer_type: NECB_Default :algorithm_type: elimination :analysis_id: 67fe0860-bfed-41c0-93e8-f378f30d8a26 :analysis_name: idp_example_elim :boiler_eff: NECB_Default :btap_batch_version: 1.0.002 :building_type: FullServiceRestaurant :chiller_type: NECB_Default :compute_environment: local :datapoint_id: 64f12511-da3c-4dcb-b55c-51e54dc70ee3 :daylighting_type: NECB_Default :dcv_type: NECB_Default :door_construction_cond: NECB_Default :ecm_system_name: NECB_Default :electrical_loads_scale: NECB_Default :enable_costing: true :epw_file: CAN_QC_Montreal-Trudeau.Intl.AP.716270_CWEC2016.epw :erv_package: NECB_Default :ext_floor_cond: NECB_Default :ext_roof_cond: '0.01' :ext_wall_cond: NECB_Default :fdwr_set: NECB_Default :fixed_wind_solar_trans: NECB_Default :fixed_window_cond: NECB_Default :furnace_eff: NECB_Default :glass_door_cond: NECB_Default :glass_door_solar_trans: NECB_Default :ground_floor_cond: NECB_Default :ground_roof_cond: NECB_Default :ground_wall_cond: NECB_Default :image_name: btap_private_cli :infiltration_scale: NECB_Default :lights_scale: NECB_Default :lights_type: NECB_Default :nv_delta_temp_in_out: NECB_Default :nv_opening_fraction: NECB_Default :nv_temp_out_min: NECB_Default :nv_type: NECB_Default :oa_scale: NECB_Default :occupancy_loads_scale: NECB_Default :output_meters: [] :output_variables: [] :overhead_door_cond: NECB_Default :primary_heating_fuel: Electricity :pv_ground_azimuth_angle: NECB_Default :pv_ground_module_description: NECB_Default :pv_ground_tilt_angle: NECB_Default :pv_ground_total_area_pv_panels_m2: NECB_Default :pv_ground_type: NECB_Default :rotation_degrees: '90.0' :run_annual_simulation: true :s3_bucket: '834599497928' :scale_x: '1.0' :scale_y: '1.0' :scale_z: '1.0' :scenario: :ext_roof_cond :shw_eff: NECB_Default :skylight_cond: NECB_Default :skylight_solar_trans: NECB_Default :srr_set: '0.0' :template: NECB2017 docker_command: docker run --rm -v C:\Users\plopez\PycharmProjects\btap_batch\examples\idp\idp_example_elim\67fe0860-bfed-41c0-93e8-f378f30d8a26\output:/btap_costing/utilities/btap_cli/output -v C:\Users\plopez\PycharmProjects\btap_batch\examples\idp\idp_example_elim\67fe0860-bfed-41c0-93e8-f378f30d8a26\input\64f12511-da3c-4dcb-b55c-51e54dc70ee3:/btap_costing/utilities/btap_cli/input btap_private_cli bundle exec ruby btap_cli.rb | idp_example_elim | 67fe0860-bfed-41c0-93e8-f378f30d8a26 | 64f12511-da3c-4dcb-b55c-51e54dc70ee3 | NECB2017 | FullServiceRestaurant | Electricity | Electricity | CAN_QC_Montreal-Trudeau.Intl.AP.716270_CWEC2016.epw | elimination |  | NECB_Default | NECB_Default | NECB_Default | NECB_Default | NECB_Default | NECB_Default | 0.01 | NECB_Default | NECB_Default | NECB_Default | NECB_Default | NECB_Default | NECB_Default | NECB_Default | NECB_Default | NECB_Default | NECB_Default | NECB_Default | NECB_Default | NECB_Default | NECB_Default | NECB_Default | NECB_Default | NECB_Default | 0 | 90 | 1 | 1 | 1 | NECB_Default | NECB_Default | NECB_Default | NECB_Default | NECB_Default | NECB_Default | NECB_Default | NECB_Default | NECB_Default | NECB_Default | NECB_Default | NECB_Default | NECB_Default | NECB_Default | NECB_Default | NECB_Default | local | 834599497928 | btap_private_cli |  | TRUE | TRUE |  | :ext_roof_cond | 330.6538 | 39.1989 | 189.4856 | 312.0958 | 511.15 | 845.2233 | 37.3 | FullServiceRestaurant |  |  | 0 | FullServiceRestaurant | 1 |  | 1 | NECB2017 | 0.35452 | 2384.1067 | 119.4435 | 10.2274 | 64.9441 | 31.8231 | 696.9031 | 470.465 | MONTREAL | QUEBEC | 0.55987 | 0 | 0 | 0.55987 | 35.6576 | 0 | 0 | 35.6576 | 0 | 0.059963 | 0 | 0 | 1.4407 | 0.22825 | 0.08207 | 0.68215 | 0.067182 | 0.16792 | 0 | 0 | 1.4407 | 0.15318 | 360.0424 | 0 | 37.3 | 0.757 | [5 empty] | 0.01 | 0.247 | 1.9 |  | 0 | Montreal-Trudeau Intl AP | CAN | 323 | 4090 | 45.471 | -73.741 | 6 | 4400 | QC | CAN_QC_Montreal-Trudeau.Intl.AP.716270_CWEC2016.epw | 1.4407 | 39.1989 | 330.6538 | 7.5507 | 18.099 | FALSE | FALSE | FALSE | FALSE | 12.385 | 16.2697 | 0 | 0.21423 | 0.0048524 | 78.3 | 0 | 44.149 | 1.0279 | 0.023283 | 375.71 | 0 | 1.4407 | 42.5 | 27.17 | 0 | 0 |  | file:///C:\Users\plopez\PycharmProjects\btap_batch\examples\idp\idp_example_elim\67fe0860-bfed-41c0-93e8-f378f30d8a26\output\64f12511-da3c-4dcb-b55c-51e54dc70ee3 | 1.0.002 |  | docker run --rm -v C:\Users\plopez\PycharmProjects\btap_batch\examples\idp\idp_example_elim\67fe0860-bfed-41c0-93e8-f378f30d8a26\output:/btap_costing/utilities/btap_cli/output -v C:\Users\plopez\PycharmProjects\btap_batch\examples\idp\idp_example_elim\67fe0860-bfed-41c0-93e8-f378f30d8a26\input\64f12511-da3c-4dcb-b55c-51e54dc70ee3:/btap_costing/utilities/btap_cli/input btap_private_cli bundle exec ruby btap_cli.rb | -0.4 | -0.4 | 1 | 1.7 | 1.2 | tier_1 | 1.2
12 | 0 |  | TRUE | 56 | 0 | 0 | 224.946 |  |  |  | 0.1 | 2021-09-24 19:47:18 +0000 | 438c2ebff | 0.2.14 | :adv_dx_units: NECB_Default :airloop_economizer_type: NECB_Default :algorithm_type: sensitivity :analysis_id: e867069b-485c-428d-a193-1d87e73038b3 :analysis_name: idp_example_sens :boiler_eff: NECB_Default :btap_batch_version: 1.0.002 :building_type: FullServiceRestaurant :chiller_type: NECB_Default :compute_environment: local :datapoint_id: 3f1e7243-5b93-4401-ad1a-4e3549d8dc16 :daylighting_type: NECB_Default :dcv_type: NECB_Default :door_construction_cond: NECB_Default :ecm_system_name: NECB_Default :electrical_loads_scale: NECB_Default :enable_costing: true :epw_file: CAN_QC_Montreal-Trudeau.Intl.AP.716270_CWEC2016.epw :erv_package: NECB_Default :ext_floor_cond: NECB_Default :ext_roof_cond: NECB_Default :ext_wall_cond: NECB_Default :fdwr_set: NECB_Default :fixed_wind_solar_trans: NECB_Default :fixed_window_cond: NECB_Default :furnace_eff: NECB_Default :glass_door_cond: NECB_Default :glass_door_solar_trans: NECB_Default :ground_floor_cond: NECB_Default :ground_roof_cond: NECB_Default :ground_wall_cond: NECB_Default :image_name: btap_private_cli :infiltration_scale: NECB_Default :lights_scale: NECB_Default :lights_type: NECB_Default :nv_delta_temp_in_out: NECB_Default :nv_opening_fraction: NECB_Default :nv_temp_out_min: NECB_Default :nv_type: NECB_Default :oa_scale: NECB_Default :occupancy_loads_scale: NECB_Default :output_meters: [] :output_variables: [] :overhead_door_cond: NECB_Default :primary_heating_fuel: Electricity :pv_ground_azimuth_angle: NECB_Default :pv_ground_module_description: NECB_Default :pv_ground_tilt_angle: NECB_Default :pv_ground_total_area_pv_panels_m2: NECB_Default :pv_ground_type: NECB_Default :rotation_degrees: '90.0' :run_annual_simulation: true :s3_bucket: '834599497928' :scale_x: '1.0' :scale_y: '1.0' :scale_z: '1.0' :scenario: :adv_dx_units :shw_eff: NECB_Default :skylight_cond: NECB_Default :skylight_solar_trans: NECB_Default :srr_set: '0.0' :template: NECB2017 docker_command: docker run --rm -v C:\Users\plopez\PycharmProjects\btap_batch\examples\idp\idp_example_sens\e867069b-485c-428d-a193-1d87e73038b3\output:/btap_costing/utilities/btap_cli/output -v C:\Users\plopez\PycharmProjects\btap_batch\examples\idp\idp_example_sens\e867069b-485c-428d-a193-1d87e73038b3\input\3f1e7243-5b93-4401-ad1a-4e3549d8dc16:/btap_costing/utilities/btap_cli/input btap_private_cli bundle exec ruby btap_cli.rb | idp_example_sens | e867069b-485c-428d-a193-1d87e73038b3 | 3f1e7243-5b93-4401-ad1a-4e3549d8dc16 | NECB2017 | FullServiceRestaurant | Electricity | Electricity | CAN_QC_Montreal-Trudeau.Intl.AP.716270_CWEC2016.epw | sensitivity |  | NECB_Default | NECB_Default | NECB_Default | NECB_Default | NECB_Default | NECB_Default | NECB_Default | NECB_Default | NECB_Default | NECB_Default | NECB_Default | NECB_Default | NECB_Default | NECB_Default | NECB_Default | NECB_Default | NECB_Default | NECB_Default | NECB_Default | NECB_Default | NECB_Default | NECB_Default | NECB_Default | NECB_Default | 0 | 90 | 1 | 1 | 1 | NECB_Default | NECB_Default | NECB_Default | NECB_Default | NECB_Default | NECB_Default | NECB_Default | NECB_Default | NECB_Default | NECB_Default | NECB_Default | NECB_Default | NECB_Default | NECB_Default | NECB_Default | NECB_Default | local | 834599497928 | btap_private_cli |  | TRUE | TRUE |  | :adv_dx_units | 335.9957 | 40.225 | 198.8273 | 321.7147 | 511.15 | 845.2233 | 37.3 | FullServiceRestaurant |  |  | 0 | FullServiceRestaurant | 1 |  | 1 | NECB2017 | 0.35452 | 2384.1067 | 242.0252 | 11.7183 | 64.9441 | 31.8231 | 821.1983 | 470.6876 | MONTREAL | QUEBEC | 0.57333 | 0 | 0 | 0.57333 | 36.5151 | 0 | 0 | 36.5151 | 0 | 0.060726 | 0 | 0 | 1.4753 | 0.2285 | 0.08207 | 0.71576 | 0.067182 | 0.16792 | 0 | 0 | 1.4753 | 0.15318 | 365.8659 | 0 | 37.3 | 0.757 | [5 empty] | 0.156 | 0.247 | 1.9 |  | 0 | Montreal-Trudeau Intl AP | CAN | 323 | 4090 | 45.471 | -73.741 | 6 | 4400 | QC | CAN_QC_Montreal-Trudeau.Intl.AP.716270_CWEC2016.epw | 1.4754 | 40.225 | 335.9957 | 7.5507 | 18.099 | FALSE | FALSE | FALSE | FALSE | 12.385 | 16.2697 | 0 | 0.21423 | 0.0048524 | 78.3 | 0 | 44.149 | 1.0279 | 0.023283 | 375.71 | 0 | 1.4753 | 39.33 | 24.83 | 0 | 0 |  | file:///C:\Users\plopez\PycharmProjects\btap_batch\examples\idp\idp_example_sens\e867069b-485c-428d-a193-1d87e73038b3\output\3f1e7243-5b93-4401-ad1a-4e3549d8dc16 | 1.0.002 |  | docker run --rm -v C:\Users\plopez\PycharmProjects\btap_batch\examples\idp\idp_example_sens\e867069b-485c-428d-a193-1d87e73038b3\output:/btap_costing/utilities/btap_cli/output -v C:\Users\plopez\PycharmProjects\btap_batch\examples\idp\idp_example_sens\e867069b-485c-428d-a193-1d87e73038b3\input\3f1e7243-5b93-4401-ad1a-4e3549d8dc16:/btap_costing/utilities/btap_cli/input btap_private_cli bundle exec ruby btap_cli.rb | 0.4 | 0.4 | 1 | 0.1 | -1.2 | non_compliant | -1.2
13 | 1 |  | TRUE | 56 | 0 | 0 | 225.293 |  |  |  | 0.1 | 2021-09-24 19:47:23 +0000 | 438c2ebff | 0.2.14 | :adv_dx_units: NECB_Default :airloop_economizer_type: NECB_Default :algorithm_type: sensitivity :analysis_id: e867069b-485c-428d-a193-1d87e73038b3 :analysis_name: idp_example_sens :boiler_eff: NECB_Default :btap_batch_version: 1.0.002 :building_type: FullServiceRestaurant :chiller_type: NECB_Default :compute_environment: local :datapoint_id: c42ae140-c737-49c8-88f8-fade966e9039 :daylighting_type: NECB_Default :dcv_type: NECB_Default :door_construction_cond: NECB_Default :ecm_system_name: NECB_Default :electrical_loads_scale: NECB_Default :enable_costing: true :epw_file: CAN_QC_Montreal-Trudeau.Intl.AP.716270_CWEC2016.epw :erv_package: NECB_Default :ext_floor_cond: NECB_Default :ext_roof_cond: NECB_Default :ext_wall_cond: NECB_Default :fdwr_set: NECB_Default :fixed_wind_solar_trans: '0.4' :fixed_window_cond: NECB_Default :furnace_eff: NECB_Default :glass_door_cond: NECB_Default :glass_door_solar_trans: NECB_Default :ground_floor_cond: NECB_Default :ground_roof_cond: NECB_Default :ground_wall_cond: NECB_Default :image_name: btap_private_cli :infiltration_scale: NECB_Default :lights_scale: NECB_Default :lights_type: NECB_Default :nv_delta_temp_in_out: NECB_Default :nv_opening_fraction: NECB_Default :nv_temp_out_min: NECB_Default :nv_type: NECB_Default :oa_scale: NECB_Default :occupancy_loads_scale: NECB_Default :output_meters: [] :output_variables: [] :overhead_door_cond: NECB_Default :primary_heating_fuel: Electricity :pv_ground_azimuth_angle: NECB_Default :pv_ground_module_description: NECB_Default :pv_ground_tilt_angle: NECB_Default :pv_ground_total_area_pv_panels_m2: NECB_Default :pv_ground_type: NECB_Default :rotation_degrees: '90.0' :run_annual_simulation: true :s3_bucket: '834599497928' :scale_x: '1.0' :scale_y: '1.0' :scale_z: '1.0' :scenario: :fixed_wind_solar_trans :shw_eff: NECB_Default :skylight_cond: NECB_Default :skylight_solar_trans: NECB_Default :srr_set: '0.0' :template: NECB2017 docker_command: docker run --rm -v C:\Users\plopez\PycharmProjects\btap_batch\examples\idp\idp_example_sens\e867069b-485c-428d-a193-1d87e73038b3\output:/btap_costing/utilities/btap_cli/output -v C:\Users\plopez\PycharmProjects\btap_batch\examples\idp\idp_example_sens\e867069b-485c-428d-a193-1d87e73038b3\input\c42ae140-c737-49c8-88f8-fade966e9039:/btap_costing/utilities/btap_cli/input btap_private_cli bundle exec ruby btap_cli.rb | idp_example_sens | e867069b-485c-428d-a193-1d87e73038b3 | c42ae140-c737-49c8-88f8-fade966e9039 | NECB2017 | FullServiceRestaurant | Electricity | Electricity | CAN_QC_Montreal-Trudeau.Intl.AP.716270_CWEC2016.epw | sensitivity |  | NECB_Default | NECB_Default | NECB_Default | NECB_Default | NECB_Default | NECB_Default | NECB_Default | NECB_Default | NECB_Default | NECB_Default | NECB_Default | NECB_Default | NECB_Default | NECB_Default | NECB_Default | NECB_Default | NECB_Default | NECB_Default | NECB_Default | NECB_Default | NECB_Default | 0.4 | NECB_Default | NECB_Default | 0 | 90 | 1 | 1 | 1 | NECB_Default | NECB_Default | NECB_Default | NECB_Default | NECB_Default | NECB_Default | NECB_Default | NECB_Default | NECB_Default | NECB_Default | NECB_Default | NECB_Default | NECB_Default | NECB_Default | NECB_Default | NECB_Default | local | 834599497928 | btap_private_cli |  | TRUE | TRUE |  | :fixed_wind_solar_trans | 338.4163 | 36.5117 | 209.1091 | 323.9916 | 511.15 | 845.2233 | 37.3 | FullServiceRestaurant |  |  | 0 | FullServiceRestaurant | 1 |  | 1 | NECB2017 | 0.35452 | 2384.1067 | 242.2995 | 11.7183 | 64.9441 | 31.8231 | 780.9519 | 430.1669 | MONTREAL | QUEBEC | 0.57652 | 0 | 0 | 0.57652 | 36.718 | 0 | 0 | 36.718 | 0 | 0.049888 | 0 | 0 | 1.4835 | 0.21051 | 0.08207 | 0.75279 | 0.067182 | 0.16792 | 0 | 0 | 1.4835 | 0.15318 | 369.3858 | 0 | 37.3 | 0.757 | [5 empty] | 0.156 | 0.247 | 1.9 |  | 0 | Montreal-Trudeau Intl AP | CAN | 323 | 4090 | 45.471 | -73.741 | 6 | 4400 | QC | CAN_QC_Montreal-Trudeau.Intl.AP.716270_CWEC2016.epw | 1.4835 | 36.5117 | 338.4163 | 7.5507 | 18.099 | FALSE | FALSE | FALSE | FALSE | 12.385 | 16.2697 | 0 | 0.21423 | 0.0048524 | 78.3 | 0 | 44.149 | 1.0279 | 0.023283 | 375.71 | 0 | 1.4835 | 27.33 | 16.5 | 0 | 0 |  | file:///C:\Users\plopez\PycharmProjects\btap_batch\examples\idp\idp_example_sens\e867069b-485c-428d-a193-1d87e73038b3\output\c42ae140-c737-49c8-88f8-fade966e9039 | 1.0.002 |  | docker run --rm -v C:\Users\plopez\PycharmProjects\btap_batch\examples\idp\idp_example_sens\e867069b-485c-428d-a193-1d87e73038b3\output:/btap_costing/utilities/btap_cli/output -v C:\Users\plopez\PycharmProjects\btap_batch\examples\idp\idp_example_sens\e867069b-485c-428d-a193-1d87e73038b3\input\c42ae140-c737-49c8-88f8-fade966e9039:/btap_costing/utilities/btap_cli/input btap_private_cli bundle exec ruby btap_cli.rb | 0.6 | 0.6 | 1 | -0.9 | -1.7 | non_compliant | -1.7
14 | 2 |  | TRUE | 56 | 0 | 0 | 228.2129 |  |  |  | 0.1 | 2021-09-24 19:47:19 +0000 | 438c2ebff | 0.2.14 | :adv_dx_units: NECB_Default :airloop_economizer_type: NECB_Default :algorithm_type: sensitivity :analysis_id: e867069b-485c-428d-a193-1d87e73038b3 :analysis_name: idp_example_sens :boiler_eff: NECB_Default :btap_batch_version: 1.0.002 :building_type: FullServiceRestaurant :chiller_type: NECB_Default :compute_environment: local :datapoint_id: 12e8c44a-e3cb-4f41-b4c1-9da4fe2843d7 :daylighting_type: NECB_Default :dcv_type: NECB_Default :door_construction_cond: NECB_Default :ecm_system_name: NECB_Default :electrical_loads_scale: NECB_Default :enable_costing: true :epw_file: CAN_QC_Montreal-Trudeau.Intl.AP.716270_CWEC2016.epw :erv_package: NECB_Default :ext_floor_cond: NECB_Default :ext_roof_cond: NECB_Default :ext_wall_cond: NECB_Default :fdwr_set: NECB_Default :fixed_wind_solar_trans: NECB_Default :fixed_window_cond: NECB_Default :furnace_eff: NECB_Default :glass_door_cond: NECB_Default :glass_door_solar_trans: NECB_Default :ground_floor_cond: NECB_Default :ground_roof_cond: NECB_Default :ground_wall_cond: NECB_Default :image_name: btap_private_cli :infiltration_scale: NECB_Default :lights_scale: NECB_Default :lights_type: NECB_Default :nv_delta_temp_in_out: NECB_Default :nv_opening_fraction: NECB_Default :nv_temp_out_min: NECB_Default :nv_type: NECB_Default :oa_scale: NECB_Default :occupancy_loads_scale: NECB_Default :output_meters: [] :output_variables: [] :overhead_door_cond: NECB_Default :primary_heating_fuel: Electricity :pv_ground_azimuth_angle: NECB_Default :pv_ground_module_description: NECB_Default :pv_ground_tilt_angle: NECB_Default :pv_ground_total_area_pv_panels_m2: NECB_Default :pv_ground_type: NECB_Default :rotation_degrees: '90.0' :run_annual_simulation: true :s3_bucket: '834599497928' :scale_x: '1.0' :scale_y: '1.0' :scale_z: '1.0' :scenario: :door_construction_cond :shw_eff: NECB_Default :skylight_cond: NECB_Default :skylight_solar_trans: NECB_Default :srr_set: '0.0' :template: NECB2017 docker_command: docker run --rm -v C:\Users\plopez\PycharmProjects\btap_batch\examples\idp\idp_example_sens\e867069b-485c-428d-a193-1d87e73038b3\output:/btap_costing/utilities/btap_cli/output -v C:\Users\plopez\PycharmProjects\btap_batch\examples\idp\idp_example_sens\e867069b-485c-428d-a193-1d87e73038b3\input\12e8c44a-e3cb-4f41-b4c1-9da4fe2843d7:/btap_costing/utilities/btap_cli/input btap_private_cli bundle exec ruby btap_cli.rb | idp_example_sens | e867069b-485c-428d-a193-1d87e73038b3 | 12e8c44a-e3cb-4f41-b4c1-9da4fe2843d7 | NECB2017 | FullServiceRestaurant | Electricity | Electricity | CAN_QC_Montreal-Trudeau.Intl.AP.716270_CWEC2016.epw | sensitivity |  | NECB_Default | NECB_Default | NECB_Default | NECB_Default | NECB_Default | NECB_Default | NECB_Default | NECB_Default | NECB_Default | NECB_Default | NECB_Default | NECB_Default | NECB_Default | NECB_Default | NECB_Default | NECB_Default | NECB_Default | NECB_Default | NECB_Default | NECB_Default | NECB_Default | NECB_Default | NECB_Default | NECB_Default | 0 | 90 | 1 | 1 | 1 | NECB_Default | NECB_Default | NECB_Default | NECB_Default | NECB_Default | NECB_Default | NECB_Default | NECB_Default | NECB_Default | NECB_Default | NECB_Default | NECB_Default | NECB_Default | NECB_Default | NECB_Default | NECB_Default | local | 834599497928 | btap_private_cli |  | TRUE | TRUE |  | :door_construction_cond | 335.9957 | 40.225 | 198.8273 | 321.7147 | 511.15 | 845.2233 | 37.3 | FullServiceRestaurant |  |  | 0 | FullServiceRestaurant | 1 |  | 1 | NECB2017 | 0.35452 | 2384.1067 | 242.0252 | 11.7183 | 64.9441 | 31.8231 | 821.1983 | 470.6876 | MONTREAL | QUEBEC | 0.57333 | 0 | 0 | 0.57333 | 36.5151 | 0 | 0 | 36.5151 | 0 | 0.060726 | 0 | 0 | 1.4753 | 0.2285 | 0.08207 | 0.71576 | 0.067182 | 0.16792 | 0 | 0 | 1.4753 | 0.15318 | 365.8659 | 0 | 37.3 | 0.757 | [5 empty] | 0.156 | 0.247 | 1.9 |  | 0 | Montreal-Trudeau Intl AP | CAN | 323 | 4090 | 45.471 | -73.741 | 6 | 4400 | QC | CAN_QC_Montreal-Trudeau.Intl.AP.716270_CWEC2016.epw | 1.4754 | 40.225 | 335.9957 | 7.5507 | 18.099 | FALSE | FALSE | FALSE | FALSE | 12.385 | 16.2697 | 0 | 0.21423 | 0.0048524 | 78.3 | 0 | 44.149 | 1.0279 | 0.023283 | 375.71 | 0 | 1.4753 | 39.33 | 24.83 | 0 | 0 |  | file:///C:\Users\plopez\PycharmProjects\btap_batch\examples\idp\idp_example_sens\e867069b-485c-428d-a193-1d87e73038b3\output\12e8c44a-e3cb-4f41-b4c1-9da4fe2843d7 | 1.0.002 |  | docker run --rm -v C:\Users\plopez\PycharmProjects\btap_batch\examples\idp\idp_example_sens\e867069b-485c-428d-a193-1d87e73038b3\output:/btap_costing/utilities/btap_cli/output -v C:\Users\plopez\PycharmProjects\btap_batch\examples\idp\idp_example_sens\e867069b-485c-428d-a193-1d87e73038b3\input\12e8c44a-e3cb-4f41-b4c1-9da4fe2843d7:/btap_costing/utilities/btap_cli/input btap_private_cli bundle exec ruby btap_cli.rb | 0.4 | 0.4 | 1 | 0.1 | -1.2 | non_compliant | -1.2
15 | 3 |  | TRUE | 56 | 0 | 0 | 235.0817 |  |  |  | 0.1 | 2021-09-24 19:47:26 +0000 | 438c2ebff | 0.2.14 | :adv_dx_units: NECB_Default :airloop_economizer_type: NECB_Default :algorithm_type: sensitivity :analysis_id: e867069b-485c-428d-a193-1d87e73038b3 :analysis_name: idp_example_sens :boiler_eff: NECB_Default :btap_batch_version: 1.0.002 :building_type: FullServiceRestaurant :chiller_type: NECB_Default :compute_environment: local :datapoint_id: ce9d352e-6047-4096-b1a3-30932e4c06d3 :daylighting_type: NECB_Default :dcv_type: NECB_Default :door_construction_cond: NECB_Default :ecm_system_name: NECB_Default :electrical_loads_scale: NECB_Default :enable_costing: true :epw_file: CAN_QC_Montreal-Trudeau.Intl.AP.716270_CWEC2016.epw :erv_package: NECB_Default :ext_floor_cond: NECB_Default :ext_roof_cond: '0.227' :ext_wall_cond: NECB_Default :fdwr_set: NECB_Default :fixed_wind_solar_trans: NECB_Default :fixed_window_cond: NECB_Default :furnace_eff: NECB_Default :glass_door_cond: NECB_Default :glass_door_solar_trans: NECB_Default :ground_floor_cond: NECB_Default :ground_roof_cond: NECB_Default :ground_wall_cond: NECB_Default :image_name: btap_private_cli :infiltration_scale: NECB_Default :lights_scale: NECB_Default :lights_type: NECB_Default :nv_delta_temp_in_out: NECB_Default :nv_opening_fraction: NECB_Default :nv_temp_out_min: NECB_Default :nv_type: NECB_Default :oa_scale: NECB_Default :occupancy_loads_scale: NECB_Default :output_meters: [] :output_variables: [] :overhead_door_cond: NECB_Default :primary_heating_fuel: Electricity :pv_ground_azimuth_angle: NECB_Default :pv_ground_module_description: NECB_Default :pv_ground_tilt_angle: NECB_Default :pv_ground_total_area_pv_panels_m2: NECB_Default :pv_ground_type: NECB_Default :rotation_degrees: '90.0' :run_annual_simulation: true :s3_bucket: '834599497928' :scale_x: '1.0' :scale_y: '1.0' :scale_z: '1.0' :scenario: :ext_roof_cond :shw_eff: NECB_Default :skylight_cond: NECB_Default :skylight_solar_trans: NECB_Default :srr_set: '0.0' :template: NECB2017 docker_command: docker run --rm -v C:\Users\plopez\PycharmProjects\btap_batch\examples\idp\idp_example_sens\e867069b-485c-428d-a193-1d87e73038b3\output:/btap_costing/utilities/btap_cli/output -v C:\Users\plopez\PycharmProjects\btap_batch\examples\idp\idp_example_sens\e867069b-485c-428d-a193-1d87e73038b3\input\ce9d352e-6047-4096-b1a3-30932e4c06d3:/btap_costing/utilities/btap_cli/input btap_private_cli bundle exec ruby btap_cli.rb | idp_example_sens | e867069b-485c-428d-a193-1d87e73038b3 | ce9d352e-6047-4096-b1a3-30932e4c06d3 | NECB2017 | FullServiceRestaurant | Electricity | Electricity | CAN_QC_Montreal-Trudeau.Intl.AP.716270_CWEC2016.epw | sensitivity |  | NECB_Default | NECB_Default | NECB_Default | NECB_Default | NECB_Default | NECB_Default | 0.227 | NECB_Default | NECB_Default | NECB_Default | NECB_Default | NECB_Default | NECB_Default | NECB_Default | NECB_Default | NECB_Default | NECB_Default | NECB_Default | NECB_Default | NECB_Default | NECB_Default | NECB_Default | NECB_Default | NECB_Default | 0 | 90 | 1 | 1 | 1 | NECB_Default | NECB_Default | NECB_Default | NECB_Default | NECB_Default | NECB_Default | NECB_Default | NECB_Default | NECB_Default | NECB_Default | NECB_Default | NECB_Default | NECB_Default | NECB_Default | NECB_Default | NECB_Default | local | 834599497928 | btap_private_cli |  | TRUE | TRUE |  | :ext_roof_cond | 338.1921 | 40.662 | 202.6367 | 325.6437 | 511.15 | 845.2233 | 37.3 | FullServiceRestaurant |  |  | 0 | FullServiceRestaurant | 1 |  | 1 | NECB2017 | 0.35452 | 2384.1067 | 239.887 | 12.3147 | 64.9441 | 31.8231 | 819.7521 | 470.7833 | MONTREAL | QUEBEC | 0.57884 | 0 | 0 | 0.57884 | 36.8657 | 0 | 0 | 36.8657 | 0 | 0.061098 | 0 | 0 | 1.4895 | 0.22854 | 0.08207 | 0.72949 | 0.067182 | 0.16792 | 0 | 0 | 1.4895 | 0.15318 | 368.4981 | 0 | 37.3 | 0.757 | [5 empty] | 0.227 | 0.247 | 1.9 |  | 0 | Montreal-Trudeau Intl AP | CAN | 323 | 4090 | 45.471 | -73.741 | 6 | 4400 | QC | CAN_QC_Montreal-Trudeau.Intl.AP.716270_CWEC2016.epw | 1.4895 | 40.662 | 338.1921 | 7.5507 | 18.0989 | FALSE | FALSE | FALSE | FALSE | 12.385 | 16.2696 | 0 | 0.21423 | 0.0048524 | 78.3 | 0 | 44.149 | 1.0279 | 0.023283 | 375.71 | 0 | 1.4895 | 38.5 | 24.5 | 0 | 0 |  | file:///C:\Users\plopez\PycharmProjects\btap_batch\examples\idp\idp_example_sens\e867069b-485c-428d-a193-1d87e73038b3\output\ce9d352e-6047-4096-b1a3-30932e4c06d3 | 1.0.002 |  | docker run --rm -v C:\Users\plopez\PycharmProjects\btap_batch\examples\idp\idp_example_sens\e867069b-485c-428d-a193-1d87e73038b3\output:/btap_costing/utilities/btap_cli/output -v C:\Users\plopez\PycharmProjects\btap_batch\examples\idp\idp_example_sens\e867069b-485c-428d-a193-1d87e73038b3\input\ce9d352e-6047-4096-b1a3-30932e4c06d3:/btap_costing/utilities/btap_cli/input btap_private_cli bundle exec ruby btap_cli.rb | 0.8 | 0.8 | 1 | -0.6 | -2.2 | non_compliant | -2.2
16 | 4 |  | TRUE | 56 | 0 | 0 | 235.2597 |  |  |  | 0.1 | 2021-09-24 19:47:26 +0000 | 438c2ebff | 0.2.14 | :adv_dx_units: NECB_Default :airloop_economizer_type: NECB_Default :algorithm_type: sensitivity :analysis_id: e867069b-485c-428d-a193-1d87e73038b3 :analysis_name: idp_example_sens :boiler_eff: NECB_Default :btap_batch_version: 1.0.002 :building_type: FullServiceRestaurant :chiller_type: NECB_Default :compute_environment: local :datapoint_id: d2fc4df2-974a-45de-8465-7204aad917ea :daylighting_type: NECB_Default :dcv_type: NECB_Default :door_construction_cond: NECB_Default :ecm_system_name: NECB_Default :electrical_loads_scale: NECB_Default :enable_costing: true :epw_file: CAN_QC_Montreal-Trudeau.Intl.AP.716270_CWEC2016.epw :erv_package: NECB_Default :ext_floor_cond: '0.183' :ext_roof_cond: NECB_Default :ext_wall_cond: NECB_Default :fdwr_set: NECB_Default :fixed_wind_solar_trans: NECB_Default :fixed_window_cond: NECB_Default :furnace_eff: NECB_Default :glass_door_cond: NECB_Default :glass_door_solar_trans: NECB_Default :ground_floor_cond: NECB_Default :ground_roof_cond: NECB_Default :ground_wall_cond: NECB_Default :image_name: btap_private_cli :infiltration_scale: NECB_Default :lights_scale: NECB_Default :lights_type: NECB_Default :nv_delta_temp_in_out: NECB_Default :nv_opening_fraction: NECB_Default :nv_temp_out_min: NECB_Default :nv_type: NECB_Default :oa_scale: NECB_Default :occupancy_loads_scale: NECB_Default :output_meters: [] :output_variables: [] :overhead_door_cond: NECB_Default :primary_heating_fuel: Electricity :pv_ground_azimuth_angle: NECB_Default :pv_ground_module_description: NECB_Default :pv_ground_tilt_angle: NECB_Default :pv_ground_total_area_pv_panels_m2: NECB_Default :pv_ground_type: NECB_Default :rotation_degrees: '90.0' :run_annual_simulation: true :s3_bucket: '834599497928' :scale_x: '1.0' :scale_y: '1.0' :scale_z: '1.0' :scenario: :ext_floor_cond :shw_eff: NECB_Default :skylight_cond: NECB_Default :skylight_solar_trans: NECB_Default :srr_set: '0.0' :template: NECB2017 docker_command: docker run --rm -v C:\Users\plopez\PycharmProjects\btap_batch\examples\idp\idp_example_sens\e867069b-485c-428d-a193-1d87e73038b3\output:/btap_costing/utilities/btap_cli/output -v C:\Users\plopez\PycharmProjects\btap_batch\examples\idp\idp_example_sens\e867069b-485c-428d-a193-1d87e73038b3\input\d2fc4df2-974a-45de-8465-7204aad917ea:/btap_costing/utilities/btap_cli/input btap_private_cli bundle exec ruby btap_cli.rb | idp_example_sens | e867069b-485c-428d-a193-1d87e73038b3 | d2fc4df2-974a-45de-8465-7204aad917ea | NECB2017 | FullServiceRestaurant | Electricity | Electricity | CAN_QC_Montreal-Trudeau.Intl.AP.716270_CWEC2016.epw | sensitivity |  | NECB_Default | NECB_Default | NECB_Default | NECB_Default | NECB_Default | 0.183 | NECB_Default | NECB_Default | NECB_Default | NECB_Default | NECB_Default | NECB_Default | NECB_Default | NECB_Default | NECB_Default | NECB_Default | NECB_Default | NECB_Default | NECB_Default | NECB_Default | NECB_Default | NECB_Default | NECB_Default | NECB_Default | 0 | 90 | 1 | 1 | 1 | NECB_Default | NECB_Default | NECB_Default | NECB_Default | NECB_Default | NECB_Default | NECB_Default | NECB_Default | NECB_Default | NECB_Default | NECB_Default | NECB_Default | NECB_Default | NECB_Default | NECB_Default | NECB_Default | local | 834599497928 | btap_private_cli |  | TRUE | TRUE |  | :ext_floor_cond | 335.9957 | 40.225 | 198.8273 | 321.7147 | 511.15 | 845.2233 | 37.3 | FullServiceRestaurant |  |  | 0 | FullServiceRestaurant | 1 |  | 1 | NECB2017 | 0.35452 | 2384.1067 | 242.0252 | 11.7183 | 64.9441 | 31.8231 | 821.1983 | 470.6876 | MONTREAL | QUEBEC | 0.57333 | 0 | 0 | 0.57333 | 36.5151 | 0 | 0 | 36.5151 | 0 | 0.060726 | 0 | 0 | 1.4753 | 0.2285 | 0.08207 | 0.71576 | 0.067182 | 0.16792 | 0 | 0 | 1.4753 | 0.15318 | 365.8659 | 0 | 37.3 | 0.757 | [5 empty] | 0.156 | 0.247 | 1.9 |  | 0 | Montreal-Trudeau Intl AP | CAN | 323 | 4090 | 45.471 | -73.741 | 6 | 4400 | QC | CAN_QC_Montreal-Trudeau.Intl.AP.716270_CWEC2016.epw | 1.4754 | 40.225 | 335.9957 | 7.5507 | 18.099 | FALSE | FALSE | FALSE | FALSE | 12.385 | 16.2697 | 0 | 0.21423 | 0.0048524 | 78.3 | 0 | 44.149 | 1.0279 | 0.023283 | 375.71 | 0 | 1.4753 | 39.33 | 24.83 | 0 | 0 |  | file:///C:\Users\plopez\PycharmProjects\btap_batch\examples\idp\idp_example_sens\e867069b-485c-428d-a193-1d87e73038b3\output\d2fc4df2-974a-45de-8465-7204aad917ea | 1.0.002 |  | docker run --rm -v C:\Users\plopez\PycharmProjects\btap_batch\examples\idp\idp_example_sens\e867069b-485c-428d-a193-1d87e73038b3\output:/btap_costing/utilities/btap_cli/output -v C:\Users\plopez\PycharmProjects\btap_batch\examples\idp\idp_example_sens\e867069b-485c-428d-a193-1d87e73038b3\input\d2fc4df2-974a-45de-8465-7204aad917ea:/btap_costing/utilities/btap_cli/input btap_private_cli bundle exec ruby btap_cli.rb | 0.4 | 0.4 | 1 | 0.1 | -1.2 | non_compliant | -1.2
17 | 5 |  | TRUE | 56 | 0 | 0 | 236.5677 |  |  |  | 0.1 | 2021-09-24 19:47:23 +0000 | 438c2ebff | 0.2.14 | :adv_dx_units: NECB_Default :airloop_economizer_type: NECB_Default :algorithm_type: sensitivity :analysis_id: e867069b-485c-428d-a193-1d87e73038b3 :analysis_name: idp_example_sens :boiler_eff: NECB_Default :btap_batch_version: 1.0.002 :building_type: FullServiceRestaurant :chiller_type: NECB_Default :compute_environment: local :datapoint_id: e8291f9f-124c-45cd-9b27-b7c8bf769b7e :daylighting_type: NECB_Default :dcv_type: NECB_Default :door_construction_cond: NECB_Default :ecm_system_name: NECB_Default :electrical_loads_scale: NECB_Default :enable_costing: true :epw_file: CAN_QC_Montreal-Trudeau.Intl.AP.716270_CWEC2016.epw :erv_package: NECB_Default :ext_floor_cond: NECB_Default :ext_roof_cond: NECB_Default :ext_wall_cond: NECB_Default :fdwr_set: NECB_Default :fixed_wind_solar_trans: NECB_Default :fixed_window_cond: '2.4' :furnace_eff: NECB_Default :glass_door_cond: NECB_Default :glass_door_solar_trans: NECB_Default :ground_floor_cond: NECB_Default :ground_roof_cond: NECB_Default :ground_wall_cond: NECB_Default :image_name: btap_private_cli :infiltration_scale: NECB_Default :lights_scale: NECB_Default :lights_type: NECB_Default :nv_delta_temp_in_out: NECB_Default :nv_opening_fraction: NECB_Default :nv_temp_out_min: NECB_Default :nv_type: NECB_Default :oa_scale: NECB_Default :occupancy_loads_scale: NECB_Default :output_meters: [] :output_variables: [] :overhead_door_cond: NECB_Default :primary_heating_fuel: Electricity :pv_ground_azimuth_angle: NECB_Default :pv_ground_module_description: NECB_Default :pv_ground_tilt_angle: NECB_Default :pv_ground_total_area_pv_panels_m2: NECB_Default :pv_ground_type: NECB_Default :rotation_degrees: '90.0' :run_annual_simulation: true :s3_bucket: '834599497928' :scale_x: '1.0' :scale_y: '1.0' :scale_z: '1.0' :scenario: :fixed_window_cond :shw_eff: NECB_Default :skylight_cond: NECB_Default :skylight_solar_trans: NECB_Default :srr_set: '0.0' :template: NECB2017 docker_command: docker run --rm -v C:\Users\plopez\PycharmProjects\btap_batch\examples\idp\idp_example_sens\e867069b-485c-428d-a193-1d87e73038b3\output:/btap_costing/utilities/btap_cli/output -v C:\Users\plopez\PycharmProjects\btap_batch\examples\idp\idp_example_sens\e867069b-485c-428d-a193-1d87e73038b3\input\e8291f9f-124c-45cd-9b27-b7c8bf769b7e:/btap_costing/utilities/btap_cli/input btap_private_cli bundle exec ruby btap_cli.rb | idp_example_sens | e867069b-485c-428d-a193-1d87e73038b3 | e8291f9f-124c-45cd-9b27-b7c8bf769b7e | NECB2017 | FullServiceRestaurant | Electricity | Electricity | CAN_QC_Montreal-Trudeau.Intl.AP.716270_CWEC2016.epw | sensitivity |  | NECB_Default | NECB_Default | NECB_Default | NECB_Default | NECB_Default | NECB_Default | NECB_Default | 2.4 | NECB_Default | NECB_Default | NECB_Default | NECB_Default | NECB_Default | NECB_Default | NECB_Default | NECB_Default | NECB_Default | NECB_Default | NECB_Default | NECB_Default | NECB_Default | NECB_Default | NECB_Default | NECB_Default | 0 | 90 | 1 | 1 | 1 | NECB_Default | NECB_Default | NECB_Default | NECB_Default | NECB_Default | NECB_Default | NECB_Default | NECB_Default | NECB_Default | NECB_Default | NECB_Default | NECB_Default | NECB_Default | NECB_Default | NECB_Default | NECB_Default | local | 834599497928 | btap_private_cli |  | TRUE | TRUE |  | :fixed_window_cond | 339.1648 | 40.3987 | 204.9029 | 327.3284 | 511.15 | 845.2233 | 37.3 | FullServiceRestaurant |  |  | 0 | FullServiceRestaurant | 1 |  | 1 | NECB2017 | 0.35452 | 2384.1067 | 240.1911 | 12.3147 | 64.9441 | 31.8231 | 819.4495 | 470.1765 | MONTREAL | QUEBEC | 0.58119 | 0 | 0 | 0.58119 | 37.0158 | 0 | 0 | 37.0158 | 0 | 0.059787 | 0 | 0 | 1.4955 | 0.22778 | 0.08207 | 0.73763 | 0.067182 | 0.16792 | 0 | 0 | 1.4955 | 0.15318 | 368.9507 | 0 | 37.3 | 0.757 | [5 empty] | 0.156 | 0.247 | 2.4 |  | 0 | Montreal-Trudeau Intl AP | CAN | 323 | 4090 | 45.471 | -73.741 | 6 | 4400 | QC | CAN_QC_Montreal-Trudeau.Intl.AP.716270_CWEC2016.epw | 1.4956 | 40.3987 | 339.1648 | 7.5507 | 18.0989 | FALSE | FALSE | FALSE | FALSE | 12.385 | 16.2696 | 0 | 0.21423 | 0.0048524 | 78.3 | 0 | 44.149 | 1.0279 | 0.023283 | 375.71 | 0 | 1.4955 | 36.83 | 23.5 | 0 | 0 |  | file:///C:\Users\plopez\PycharmProjects\btap_batch\examples\idp\idp_example_sens\e867069b-485c-428d-a193-1d87e73038b3\output\e8291f9f-124c-45cd-9b27-b7c8bf769b7e | 1.0.002 |  | docker run --rm -v C:\Users\plopez\PycharmProjects\btap_batch\examples\idp\idp_example_sens\e867069b-485c-428d-a193-1d87e73038b3\output:/btap_costing/utilities/btap_cli/output -v C:\Users\plopez\PycharmProjects\btap_batch\examples\idp\idp_example_sens\e867069b-485c-428d-a193-1d87e73038b3\input\e8291f9f-124c-45cd-9b27-b7c8bf769b7e:/btap_costing/utilities/btap_cli/input btap_private_cli bundle exec ruby btap_cli.rb | 0.9 | 0.9 | 1 | -0.8 | -2.6 | non_compliant | -2.6
18 | 6 |  | TRUE | 56 | 0 | 0 | 237.322 |  |  |  | 0.1 | 2021-09-24 19:47:26 +0000 | 438c2ebff | 0.2.14 | :adv_dx_units: NECB_Default :airloop_economizer_type: NECB_Default :algorithm_type: sensitivity :analysis_id: e867069b-485c-428d-a193-1d87e73038b3 :analysis_name: idp_example_sens :boiler_eff: NECB_Default :btap_batch_version: 1.0.002 :building_type: FullServiceRestaurant :chiller_type: NECB_Default :compute_environment: local :datapoint_id: 223b439c-778f-4684-be67-d6e42e6d2ed7 :daylighting_type: NECB_Default :dcv_type: NECB_Default :door_construction_cond: NECB_Default :ecm_system_name: NECB_Default :electrical_loads_scale: NECB_Default :enable_costing: true :epw_file: CAN_QC_Montreal-Trudeau.Intl.AP.716270_CWEC2016.epw :erv_package: NECB_Default :ext_floor_cond: '0.142' :ext_roof_cond: NECB_Default :ext_wall_cond: NECB_Default :fdwr_set: NECB_Default :fixed_wind_solar_trans: NECB_Default :fixed_window_cond: NECB_Default :furnace_eff: NECB_Default :glass_door_cond: NECB_Default :glass_door_solar_trans: NECB_Default :ground_floor_cond: NECB_Default :ground_roof_cond: NECB_Default :ground_wall_cond: NECB_Default :image_name: btap_private_cli :infiltration_scale: NECB_Default :lights_scale: NECB_Default :lights_type: NECB_Default :nv_delta_temp_in_out: NECB_Default :nv_opening_fraction: NECB_Default :nv_temp_out_min: NECB_Default :nv_type: NECB_Default :oa_scale: NECB_Default :occupancy_loads_scale: NECB_Default :output_meters: [] :output_variables: [] :overhead_door_cond: NECB_Default :primary_heating_fuel: Electricity :pv_ground_azimuth_angle: NECB_Default :pv_ground_module_description: NECB_Default :pv_ground_tilt_angle: NECB_Default :pv_ground_total_area_pv_panels_m2: NECB_Default :pv_ground_type: NECB_Default :rotation_degrees: '90.0' :run_annual_simulation: true :s3_bucket: '834599497928' :scale_x: '1.0' :scale_y: '1.0' :scale_z: '1.0' :scenario: :ext_floor_cond :shw_eff: NECB_Default :skylight_cond: NECB_Default :skylight_solar_trans: NECB_Default :srr_set: '0.0' :template: NECB2017 docker_command: docker run --rm -v C:\Users\plopez\PycharmProjects\btap_batch\examples\idp\idp_example_sens\e867069b-485c-428d-a193-1d87e73038b3\output:/btap_costing/utilities/btap_cli/output -v C:\Users\plopez\PycharmProjects\btap_batch\examples\idp\idp_example_sens\e867069b-485c-428d-a193-1d87e73038b3\input\223b439c-778f-4684-be67-d6e42e6d2ed7:/btap_costing/utilities/btap_cli/input btap_private_cli bundle exec ruby btap_cli.rb | idp_example_sens | e867069b-485c-428d-a193-1d87e73038b3 | 223b439c-778f-4684-be67-d6e42e6d2ed7 | NECB2017 | FullServiceRestaurant | Electricity | Electricity | CAN_QC_Montreal-Trudeau.Intl.AP.716270_CWEC2016.epw | sensitivity |  | NECB_Default | NECB_Default | NECB_Default | NECB_Default | NECB_Default | 0.142 | NECB_Default | NECB_Default | NECB_Default | NECB_Default | NECB_Default | NECB_Default | NECB_Default | NECB_Default | NECB_Default | NECB_Default | NECB_Default | NECB_Default | NECB_Default | NECB_Default | NECB_Default | NECB_Default | NECB_Default | NECB_Default | 0 | 90 | 1 | 1 | 1 | NECB_Default | NECB_Default | NECB_Default | NECB_Default | NECB_Default | NECB_Default | NECB_Default | NECB_Default | NECB_Default | NECB_Default | NECB_Default | NECB_Default | NECB_Default | NECB_Default | NECB_Default | NECB_Default | local | 834599497928 | btap_private_cli |  | TRUE | TRUE |  | :ext_floor_cond | 335.9957 | 40.225 | 198.8273 | 321.7147 | 511.15 | 845.2233 | 37.3 | FullServiceRestaurant |  |  | 0 | FullServiceRestaurant | 1 |  | 1 | NECB2017 | 0.35452 | 2384.1067 | 242.0252 | 11.7183 | 64.9441 | 31.8231 | 821.1983 | 470.6876 | MONTREAL | QUEBEC | 0.57333 | 0 | 0 | 0.57333 | 36.5151 | 0 | 0 | 36.5151 | 0 | 0.060726 | 0 | 0 | 1.4753 | 0.2285 | 0.08207 | 0.71576 | 0.067182 | 0.16792 | 0 | 0 | 1.4753 | 0.15318 | 365.8659 | 0 | 37.3 | 0.757 | [5 empty] | 0.156 | 0.247 | 1.9 |  | 0 | Montreal-Trudeau Intl AP | CAN | 323 | 4090 | 45.471 | -73.741 | 6 | 4400 | QC | CAN_QC_Montreal-Trudeau.Intl.AP.716270_CWEC2016.epw | 1.4754 | 40.225 | 335.9957 | 7.5507 | 18.099 | FALSE | FALSE | FALSE | FALSE | 12.385 | 16.2697 | 0 | 0.21423 | 0.0048524 | 78.3 | 0 | 44.149 | 1.0279 | 0.023283 | 375.71 | 0 | 1.4753 | 39.33 | 24.83 | 0 | 0 |  | file:///C:\Users\plopez\PycharmProjects\btap_batch\examples\idp\idp_example_sens\e867069b-485c-428d-a193-1d87e73038b3\output\223b439c-778f-4684-be67-d6e42e6d2ed7 | 1.0.002 |  | docker run --rm -v C:\Users\plopez\PycharmProjects\btap_batch\examples\idp\idp_example_sens\e867069b-485c-428d-a193-1d87e73038b3\output:/btap_costing/utilities/btap_cli/output -v C:\Users\plopez\PycharmProjects\btap_batch\examples\idp\idp_example_sens\e867069b-485c-428d-a193-1d87e73038b3\input\223b439c-778f-4684-be67-d6e42e6d2ed7:/btap_costing/utilities/btap_cli/input btap_private_cli bundle exec ruby btap_cli.rb | 0.4 | 0.4 | 1 | 0.1 | -1.2 | non_compliant | -1.2
19 | 7 |  | TRUE | 56 | 0 | 0 | 237.721 |  |  |  | 0.1 | 2021-09-24 19:47:26 +0000 | 438c2ebff | 0.2.14 | :adv_dx_units: NECB_Default :airloop_economizer_type: NECB_Default :algorithm_type: sensitivity :analysis_id: e867069b-485c-428d-a193-1d87e73038b3 :analysis_name: idp_example_sens :boiler_eff: NECB_Default :btap_batch_version: 1.0.002 :building_type: FullServiceRestaurant :chiller_type: NECB_Default :compute_environment: local :datapoint_id: 50b5255e-c7af-4ee8-a4d9-2a5ddb89ecc5 :daylighting_type: NECB_Default :dcv_type: NECB_Default :door_construction_cond: NECB_Default :ecm_system_name: NECB_Default :electrical_loads_scale: NECB_Default :enable_costing: true :epw_file: CAN_QC_Montreal-Trudeau.Intl.AP.716270_CWEC2016.epw :erv_package: NECB_Default :ext_floor_cond: NECB_Default :ext_roof_cond: NECB_Default :ext_wall_cond: NECB_Default :fdwr_set: NECB_Default :fixed_wind_solar_trans: NECB_Default :fixed_window_cond: NECB_Default :furnace_eff: NECB_Default :glass_door_cond: NECB_Default :glass_door_solar_trans: NECB_Default :ground_floor_cond: NECB_Default :ground_roof_cond: NECB_Default :ground_wall_cond: NECB_Default :image_name: btap_private_cli :infiltration_scale: NECB_Default :lights_scale: NECB_Default :lights_type: NECB_Default :nv_delta_temp_in_out: NECB_Default :nv_opening_fraction: NECB_Default :nv_temp_out_min: NECB_Default :nv_type: NECB_Default :oa_scale: NECB_Default :occupancy_loads_scale: NECB_Default :output_meters: [] :output_variables: [] :overhead_door_cond: NECB_Default :primary_heating_fuel: Electricity :pv_ground_azimuth_angle: NECB_Default :pv_ground_module_description: NECB_Default :pv_ground_tilt_angle: NECB_Default :pv_ground_total_area_pv_panels_m2: NECB_Default :pv_ground_type: NECB_Default :rotation_degrees: '90.0' :run_annual_simulation: true :s3_bucket: '834599497928' :scale_x: '1.0' :scale_y: '1.0' :scale_z: '1.0' :scenario: :ext_floor_cond :shw_eff: NECB_Default :skylight_cond: NECB_Default :skylight_solar_trans: NECB_Default :srr_set: '0.0' :template: NECB2017 docker_command: docker run --rm -v C:\Users\plopez\PycharmProjects\btap_batch\examples\idp\idp_example_sens\e867069b-485c-428d-a193-1d87e73038b3\output:/btap_costing/utilities/btap_cli/output -v C:\Users\plopez\PycharmProjects\btap_batch\examples\idp\idp_example_sens\e867069b-485c-428d-a193-1d87e73038b3\input\50b5255e-c7af-4ee8-a4d9-2a5ddb89ecc5:/btap_costing/utilities/btap_cli/input btap_private_cli bundle exec ruby btap_cli.rb | idp_example_sens | e867069b-485c-428d-a193-1d87e73038b3 | 50b5255e-c7af-4ee8-a4d9-2a5ddb89ecc5 | NECB2017 | FullServiceRestaurant | Electricity | Electricity | CAN_QC_Montreal-Trudeau.Intl.AP.716270_CWEC2016.epw | sensitivity |  | NECB_Default | NECB_Default | NECB_Default | NECB_Default | NECB_Default | NECB_Default | NECB_Default | NECB_Default | NECB_Default | NECB_Default | NECB_Default | NECB_Default | NECB_Default | NECB_Default | NECB_Default | NECB_Default | NECB_Default | NECB_Default | NECB_Default | NECB_Default | NECB_Default | NECB_Default | NECB_Default | NECB_Default | 0 | 90 | 1 | 1 | 1 | NECB_Default | NECB_Default | NECB_Default | NECB_Default | NECB_Default | NECB_Default | NECB_Default | NECB_Default | NECB_Default | NECB_Default | NECB_Default | NECB_Default | NECB_Default | NECB_Default | NECB_Default | NECB_Default | local | 834599497928 | btap_private_cli |  | TRUE | TRUE |  | :ext_floor_cond | 335.9957 | 40.225 | 198.8273 | 321.7147 | 511.15 | 845.2233 | 37.3 | FullServiceRestaurant |  |  | 0 | FullServiceRestaurant | 1 |  | 1 | NECB2017 | 0.35452 | 2384.1067 | 242.0252 | 11.7183 | 64.9441 | 31.8231 | 821.1983 | 470.6876 | MONTREAL | QUEBEC | 0.57333 | 0 | 0 | 0.57333 | 36.5151 | 0 | 0 | 36.5151 | 0 | 0.060726 | 0 | 0 | 1.4753 | 0.2285 | 0.08207 | 0.71576 | 0.067182 | 0.16792 | 0 | 0 | 1.4753 | 0.15318 | 365.8659 | 0 | 37.3 | 0.757 | [5 empty] | 0.156 | 0.247 | 1.9 |  | 0 | Montreal-Trudeau Intl AP | CAN | 323 | 4090 | 45.471 | -73.741 | 6 | 4400 | QC | CAN_QC_Montreal-Trudeau.Intl.AP.716270_CWEC2016.epw | 1.4754 | 40.225 | 335.9957 | 7.5507 | 18.099 | FALSE | FALSE | FALSE | FALSE | 12.385 | 16.2697 | 0 | 0.21423 | 0.0048524 | 78.3 | 0 | 44.149 | 1.0279 | 0.023283 | 375.71 | 0 | 1.4753 | 39.33 | 24.83 | 0 | 0 |  | file:///C:\Users\plopez\PycharmProjects\btap_batch\examples\idp\idp_example_sens\e867069b-485c-428d-a193-1d87e73038b3\output\50b5255e-c7af-4ee8-a4d9-2a5ddb89ecc5 | 1.0.002 |  | docker run --rm -v C:\Users\plopez\PycharmProjects\btap_batch\examples\idp\idp_example_sens\e867069b-485c-428d-a193-1d87e73038b3\output:/btap_costing/utilities/btap_cli/output -v C:\Users\plopez\PycharmProjects\btap_batch\examples\idp\idp_example_sens\e867069b-485c-428d-a193-1d87e73038b3\input\50b5255e-c7af-4ee8-a4d9-2a5ddb89ecc5:/btap_costing/utilities/btap_cli/input btap_private_cli bundle exec ruby btap_cli.rb | 0.4 | 0.4 | 1 | 0.1 | -1.2 | non_compliant | -1.2
20 | 8 |  | TRUE | 57 | 2 | 0 | 238.0268 |  |  |  | 0.1 | 2021-09-24 19:47:26 +0000 | 438c2ebff | 0.2.14 | :adv_dx_units: NECB_Default :airloop_economizer_type: NECB_Default :algorithm_type: sensitivity :analysis_id: e867069b-485c-428d-a193-1d87e73038b3 :analysis_name: idp_example_sens :boiler_eff: NECB_Default :btap_batch_version: 1.0.002 :building_type: FullServiceRestaurant :chiller_type: NECB_Default :compute_environment: local :datapoint_id: e8bd9f2a-635c-484c-881a-5fc95144de59 :daylighting_type: NECB_Default :dcv_type: NECB_Default :door_construction_cond: NECB_Default :ecm_system_name: NECB_Default :electrical_loads_scale: NECB_Default :enable_costing: true :epw_file: CAN_QC_Montreal-Trudeau.Intl.AP.716270_CWEC2016.epw :erv_package: Plate-All :ext_floor_cond: NECB_Default :ext_roof_cond: NECB_Default :ext_wall_cond: NECB_Default :fdwr_set: NECB_Default :fixed_wind_solar_trans: NECB_Default :fixed_window_cond: NECB_Default :furnace_eff: NECB_Default :glass_door_cond: NECB_Default :glass_door_solar_trans: NECB_Default :ground_floor_cond: NECB_Default :ground_roof_cond: NECB_Default :ground_wall_cond: NECB_Default :image_name: btap_private_cli :infiltration_scale: NECB_Default :lights_scale: NECB_Default :lights_type: NECB_Default :nv_delta_temp_in_out: NECB_Default :nv_opening_fraction: NECB_Default :nv_temp_out_min: NECB_Default :nv_type: NECB_Default :oa_scale: NECB_Default :occupancy_loads_scale: NECB_Default :output_meters: [] :output_variables: [] :overhead_door_cond: NECB_Default :primary_heating_fuel: Electricity :pv_ground_azimuth_angle: NECB_Default :pv_ground_module_description: NECB_Default :pv_ground_tilt_angle: NECB_Default :pv_ground_total_area_pv_panels_m2: NECB_Default :pv_ground_type: NECB_Default :rotation_degrees: '90.0' :run_annual_simulation: true :s3_bucket: '834599497928' :scale_x: '1.0' :scale_y: '1.0' :scale_z: '1.0' :scenario: :erv_package :shw_eff: NECB_Default :skylight_cond: NECB_Default :skylight_solar_trans: NECB_Default :srr_set: '0.0' :template: NECB2017 docker_command: docker run --rm -v C:\Users\plopez\PycharmProjects\btap_batch\examples\idp\idp_example_sens\e867069b-485c-428d-a193-1d87e73038b3\output:/btap_costing/utilities/btap_cli/output -v C:\Users\plopez\PycharmProjects\btap_batch\examples\idp\idp_example_sens\e867069b-485c-428d-a193-1d87e73038b3\input\e8bd9f2a-635c-484c-881a-5fc95144de59:/btap_costing/utilities/btap_cli/input btap_private_cli bundle exec ruby btap_cli.rb | idp_example_sens | e867069b-485c-428d-a193-1d87e73038b3 | e8bd9f2a-635c-484c-881a-5fc95144de59 | NECB2017 | FullServiceRestaurant | Electricity | Electricity | CAN_QC_Montreal-Trudeau.Intl.AP.716270_CWEC2016.epw | sensitivity |  | NECB_Default | NECB_Default | NECB_Default | Plate-All | NECB_Default | NECB_Default | NECB_Default | NECB_Default | NECB_Default | NECB_Default | NECB_Default | NECB_Default | NECB_Default | NECB_Default | NECB_Default | NECB_Default | NECB_Default | NECB_Default | NECB_Default | NECB_Default | NECB_Default | NECB_Default | NECB_Default | NECB_Default | 0 | 90 | 1 | 1 | 1 | NECB_Default | NECB_Default | NECB_Default | NECB_Default | NECB_Default | NECB_Default | NECB_Default | NECB_Default | NECB_Default | NECB_Default | NECB_Default | NECB_Default | NECB_Default | NECB_Default | NECB_Default | NECB_Default | local | 834599497928 | btap_private_cli |  | TRUE | TRUE |  | :erv_package | 335.9956 | 28.9956 | 39.2144 | 160.6508 | 511.15 | 845.2233 | 37.3 | FullServiceRestaurant |  |  | 0 | FullServiceRestaurant | 1 |  | 1 | NECB2017 | 0.35452 | 2384.1067 | 242.0252 | 11.7183 | 64.9441 | 31.8231 | 821.1983 | 470.6876 | MONTREAL | QUEBEC | 0.34801 | 0 | 0 | 0.34801 | 22.1648 | 0 | 0 | 22.1648 | 0 | 0.055268 | 0 | 0 | 0.89551 | 0.22872 | 0.08207 | 0.14117 | 0.067182 | 0.16792 | 0 | 0 | 0.89551 | 0.15318 | 365.8658 | 0 | 37.3 | 0.757 | [5 empty] | 0.156 | 0.247 | 1.9 |  | 0 | Montreal-Trudeau Intl AP | CAN | 323 | 4090 | 45.471 | -73.741 | 6 | 4400 | QC | CAN_QC_Montreal-Trudeau.Intl.AP.716270_CWEC2016.epw | 0.89554 | 28.9956 | 335.9956 | 7.5507 | 18.0989 | FALSE | FALSE | FALSE | FALSE | 12.385 | 16.2696 | 0 | 0.21423 | 0.0048524 | 78.3 | 0 | 44.149 | 1.0279 | 0.023283 | 375.71 | 0 | 0.89551 | 40.67 | 25.5 | 0 | 0 |  | file:///C:\Users\plopez\PycharmProjects\btap_batch\examples\idp\idp_example_sens\e867069b-485c-428d-a193-1d87e73038b3\output\e8bd9f2a-635c-484c-881a-5fc95144de59 | 1.0.002 |  | docker run --rm -v C:\Users\plopez\PycharmProjects\btap_batch\examples\idp\idp_example_sens\e867069b-485c-428d-a193-1d87e73038b3\output:/btap_costing/utilities/btap_cli/output -v C:\Users\plopez\PycharmProjects\btap_batch\examples\idp\idp_example_sens\e867069b-485c-428d-a193-1d87e73038b3\input\e8bd9f2a-635c-484c-881a-5fc95144de59:/btap_costing/utilities/btap_cli/input btap_private_cli bundle exec ruby btap_cli.rb | -13.9 | -13.9 | 1 | 0.1 | 38.6 | tier_2 | 38.6
21 | 9 |  | TRUE | 56 | 0 | 0 | 250.9451 |  |  |  | 0.1 | 2021-09-24 19:47:27 +0000 | 438c2ebff | 0.2.14 | :adv_dx_units: NECB_Default :airloop_economizer_type: NECB_Default :algorithm_type: sensitivity :analysis_id: e867069b-485c-428d-a193-1d87e73038b3 :analysis_name: idp_example_sens :boiler_eff: NECB_Default :btap_batch_version: 1.0.002 :building_type: FullServiceRestaurant :chiller_type: NECB_Default :compute_environment: local :datapoint_id: e9c39da5-5359-4f2d-abdc-7708abeb0931 :daylighting_type: NECB_Default :dcv_type: NECB_Default :door_construction_cond: NECB_Default :ecm_system_name: NECB_Default :electrical_loads_scale: NECB_Default :enable_costing: true :epw_file: CAN_QC_Montreal-Trudeau.Intl.AP.716270_CWEC2016.epw :erv_package: NECB_Default :ext_floor_cond: NECB_Default :ext_roof_cond: NECB_Default :ext_wall_cond: '0.314' :fdwr_set: NECB_Default :fixed_wind_solar_trans: NECB_Default :fixed_window_cond: NECB_Default :furnace_eff: NECB_Default :glass_door_cond: NECB_Default :glass_door_solar_trans: NECB_Default :ground_floor_cond: NECB_Default :ground_roof_cond: NECB_Default :ground_wall_cond: NECB_Default :image_name: btap_private_cli :infiltration_scale: NECB_Default :lights_scale: NECB_Default :lights_type: NECB_Default :nv_delta_temp_in_out: NECB_Default :nv_opening_fraction: NECB_Default :nv_temp_out_min: NECB_Default :nv_type: NECB_Default :oa_scale: NECB_Default :occupancy_loads_scale: NECB_Default :output_meters: [] :output_variables: [] :overhead_door_cond: NECB_Default :primary_heating_fuel: Electricity :pv_ground_azimuth_angle: NECB_Default :pv_ground_module_description: NECB_Default :pv_ground_tilt_angle: NECB_Default :pv_ground_total_area_pv_panels_m2: NECB_Default :pv_ground_type: NECB_Default :rotation_degrees: '90.0' :run_annual_simulation: true :s3_bucket: '834599497928' :scale_x: '1.0' :scale_y: '1.0' :scale_z: '1.0' :scenario: :ext_wall_cond :shw_eff: NECB_Default :skylight_cond: NECB_Default :skylight_solar_trans: NECB_Default :srr_set: '0.0' :template: NECB2017 docker_command: docker run --rm -v C:\Users\plopez\PycharmProjects\btap_batch\examples\idp\idp_example_sens\e867069b-485c-428d-a193-1d87e73038b3\output:/btap_costing/utilities/btap_cli/output -v C:\Users\plopez\PycharmProjects\btap_batch\examples\idp\idp_example_sens\e867069b-485c-428d-a193-1d87e73038b3\input\e9c39da5-5359-4f2d-abdc-7708abeb0931:/btap_costing/utilities/btap_cli/input btap_private_cli bundle exec ruby btap_cli.rb | idp_example_sens | e867069b-485c-428d-a193-1d87e73038b3 | e9c39da5-5359-4f2d-abdc-7708abeb0931 | NECB2017 | FullServiceRestaurant | Electricity | Electricity | CAN_QC_Montreal-Trudeau.Intl.AP.716270_CWEC2016.epw | sensitivity |  | NECB_Default | NECB_Default | NECB_Default | NECB_Default | 0.314 | NECB_Default | NECB_Default | NECB_Default | NECB_Default | NECB_Default | NECB_Default | NECB_Default | NECB_Default | NECB_Default | NECB_Default | NECB_Default | NECB_Default | NECB_Default | NECB_Default | NECB_Default | NECB_Default | NECB_Default | NECB_Default | NECB_Default | 0 | 90 | 1 | 1 | 1 | NECB_Default | NECB_Default | NECB_Default | NECB_Default | NECB_Default | NECB_Default | NECB_Default | NECB_Default | NECB_Default | NECB_Default | NECB_Default | NECB_Default | NECB_Default | NECB_Default | NECB_Default | NECB_Default | local | 834599497928 | btap_private_cli |  | TRUE | TRUE |  | :ext_wall_cond | 336.6097 | 40.303 | 200.1152 | 323.008 | 511.15 | 845.2233 | 37.3 | FullServiceRestaurant |  |  | 0 | FullServiceRestaurant | 1 |  | 1 | NECB2017 | 0.35452 | 2384.1067 | 241.4516 | 11.7183 | 64.9441 | 31.8231 | 820.6612 | 470.7241 | MONTREAL | QUEBEC | 0.57514 | 0 | 0 | 0.57514 | 36.6304 | 0 | 0 | 36.6304 | 0 | 0.060667 | 0 | 0 | 1.48 | 0.22856 | 0.08207 | 0.72041 | 0.067182 | 0.16792 | 0 | 0 | 1.48 | 0.15318 | 366.5554 | 0 | 37.3 | 0.757 | [5 empty] | 0.156 | 0.314 | 1.9 |  | 0 | Montreal-Trudeau Intl AP | CAN | 323 | 4090 | 45.471 | -73.741 | 6 | 4400 | QC | CAN_QC_Montreal-Trudeau.Intl.AP.716270_CWEC2016.epw | 1.48 | 40.303 | 336.6097 | 7.5507 | 18.099 | FALSE | FALSE | FALSE | FALSE | 12.385 | 16.2697 | 0 | 0.21423 | 0.0048524 | 78.3 | 0 | 44.149 | 1.0279 | 0.023283 | 375.71 | 0 | 1.48 | 39 | 24.67 | 0 | 0 |  | file:///C:\Users\plopez\PycharmProjects\btap_batch\examples\idp\idp_example_sens\e867069b-485c-428d-a193-1d87e73038b3\output\e9c39da5-5359-4f2d-abdc-7708abeb0931 | 1.0.002 |  | docker run --rm -v C:\Users\plopez\PycharmProjects\btap_batch\examples\idp\idp_example_sens\e867069b-485c-428d-a193-1d87e73038b3\output:/btap_costing/utilities/btap_cli/output -v C:\Users\plopez\PycharmProjects\btap_batch\examples\idp\idp_example_sens\e867069b-485c-428d-a193-1d87e73038b3\input\e9c39da5-5359-4f2d-abdc-7708abeb0931:/btap_costing/utilities/btap_cli/input btap_private_cli bundle exec ruby btap_cli.rb | 0.5 | 0.5 | 1 | -0.1 | -1.5 | non_compliant | -1.5
22 | 10 |  | TRUE | 56 | 0 | 0 | 253.0731 |  |  |  | 0.1 | 2021-09-24 19:47:26 +0000 | 438c2ebff | 0.2.14 | :adv_dx_units: NECB_Default :airloop_economizer_type: NECB_Default :algorithm_type: sensitivity :analysis_id: e867069b-485c-428d-a193-1d87e73038b3 :analysis_name: idp_example_sens :boiler_eff: NECB_Default :btap_batch_version: 1.0.002 :building_type: FullServiceRestaurant :chiller_type: NECB_Default :compute_environment: local :datapoint_id: c613f1d2-a6a8-4581-9945-e513e20af483 :daylighting_type: NECB_Default :dcv_type: NECB_Default :door_construction_cond: '2.2' :ecm_system_name: NECB_Default :electrical_loads_scale: NECB_Default :enable_costing: true :epw_file: CAN_QC_Montreal-Trudeau.Intl.AP.716270_CWEC2016.epw :erv_package: NECB_Default :ext_floor_cond: NECB_Default :ext_roof_cond: NECB_Default :ext_wall_cond: NECB_Default :fdwr_set: NECB_Default :fixed_wind_solar_trans: NECB_Default :fixed_window_cond: NECB_Default :furnace_eff: NECB_Default :glass_door_cond: NECB_Default :glass_door_solar_trans: NECB_Default :ground_floor_cond: NECB_Default :ground_roof_cond: NECB_Default :ground_wall_cond: NECB_Default :image_name: btap_private_cli :infiltration_scale: NECB_Default :lights_scale: NECB_Default :lights_type: NECB_Default :nv_delta_temp_in_out: NECB_Default :nv_opening_fraction: NECB_Default :nv_temp_out_min: NECB_Default :nv_type: NECB_Default :oa_scale: NECB_Default :occupancy_loads_scale: NECB_Default :output_meters: [] :output_variables: [] :overhead_door_cond: NECB_Default :primary_heating_fuel: Electricity :pv_ground_azimuth_angle: NECB_Default :pv_ground_module_description: NECB_Default :pv_ground_tilt_angle: NECB_Default :pv_ground_total_area_pv_panels_m2: NECB_Default :pv_ground_type: NECB_Default :rotation_degrees: '90.0' :run_annual_simulation: true :s3_bucket: '834599497928' :scale_x: '1.0' :scale_y: '1.0' :scale_z: '1.0' :scenario: :door_construction_cond :shw_eff: NECB_Default :skylight_cond: NECB_Default :skylight_solar_trans: NECB_Default :srr_set: '0.0' :template: NECB2017 docker_command: docker run --rm -v C:\Users\plopez\PycharmProjects\btap_batch\examples\idp\idp_example_sens\e867069b-485c-428d-a193-1d87e73038b3\output:/btap_costing/utilities/btap_cli/output -v C:\Users\plopez\PycharmProjects\btap_batch\examples\idp\idp_example_sens\e867069b-485c-428d-a193-1d87e73038b3\input\c613f1d2-a6a8-4581-9945-e513e20af483:/btap_costing/utilities/btap_cli/input btap_private_cli bundle exec ruby btap_cli.rb | idp_example_sens | e867069b-485c-428d-a193-1d87e73038b3 | c613f1d2-a6a8-4581-9945-e513e20af483 | NECB2017 | FullServiceRestaurant | Electricity | Electricity | CAN_QC_Montreal-Trudeau.Intl.AP.716270_CWEC2016.epw | sensitivity |  | NECB_Default | NECB_Default | NECB_Default | NECB_Default | NECB_Default | NECB_Default | NECB_Default | NECB_Default | NECB_Default | NECB_Default | NECB_Default | NECB_Default | NECB_Default | NECB_Default | NECB_Default | NECB_Default | 2.2 | NECB_Default | NECB_Default | NECB_Default | NECB_Default | NECB_Default | NECB_Default | NECB_Default | 0 | 90 | 1 | 1 | 1 | NECB_Default | NECB_Default | NECB_Default | NECB_Default | NECB_Default | NECB_Default | NECB_Default | NECB_Default | NECB_Default | NECB_Default | NECB_Default | NECB_Default | NECB_Default | NECB_Default | NECB_Default | NECB_Default | local | 834599497928 | btap_private_cli |  | TRUE | TRUE |  | :door_construction_cond | 335.9957 | 40.225 | 198.8273 | 321.7147 | 511.15 | 845.2233 | 37.3 | FullServiceRestaurant |  |  | 0 | FullServiceRestaurant | 1 |  | 1 | NECB2017 | 0.35452 | 2384.1067 | 242.0252 | 11.7183 | 64.9441 | 31.8231 | 821.1983 | 470.6876 | MONTREAL | QUEBEC | 0.57333 | 0 | 0 | 0.57333 | 36.5151 | 0 | 0 | 36.5151 | 0 | 0.060726 | 0 | 0 | 1.4753 | 0.2285 | 0.08207 | 0.71576 | 0.067182 | 0.16792 | 0 | 0 | 1.4753 | 0.15318 | 365.8659 | 0 | 37.3 | 0.757 | [5 empty] | 0.156 | 0.247 | 1.9 |  | 0 | Montreal-Trudeau Intl AP | CAN | 323 | 4090 | 45.471 | -73.741 | 6 | 4400 | QC | CAN_QC_Montreal-Trudeau.Intl.AP.716270_CWEC2016.epw | 1.4754 | 40.225 | 335.9957 | 7.5507 | 18.099 | FALSE | FALSE | FALSE | FALSE | 12.385 | 16.2697 | 0 | 0.21423 | 0.0048524 | 78.3 | 0 | 44.149 | 1.0279 | 0.023283 | 375.71 | 0 | 1.4753 | 39.33 | 24.83 | 0 | 0 |  | file:///C:\Users\plopez\PycharmProjects\btap_batch\examples\idp\idp_example_sens\e867069b-485c-428d-a193-1d87e73038b3\output\c613f1d2-a6a8-4581-9945-e513e20af483 | 1.0.002 |  | docker run --rm -v C:\Users\plopez\PycharmProjects\btap_batch\examples\idp\idp_example_sens\e867069b-485c-428d-a193-1d87e73038b3\output:/btap_costing/utilities/btap_cli/output -v C:\Users\plopez\PycharmProjects\btap_batch\examples\idp\idp_example_sens\e867069b-485c-428d-a193-1d87e73038b3\input\c613f1d2-a6a8-4581-9945-e513e20af483:/btap_costing/utilities/btap_cli/input btap_private_cli bundle exec ruby btap_cli.rb | 0.4 | 0.4 | 1 | 0.1 | -1.2 | non_compliant | -1.2
23 | 11 |  | TRUE | 56 | 0 | 0 | 253.3897 |  |  |  | 0.1 | 2021-09-24 19:47:25 +0000 | 438c2ebff | 0.2.14 | :adv_dx_units: NECB_Default :airloop_economizer_type: NECB_Default :algorithm_type: sensitivity :analysis_id: e867069b-485c-428d-a193-1d87e73038b3 :analysis_name: idp_example_sens :boiler_eff: NECB_Default :btap_batch_version: 1.0.002 :building_type: FullServiceRestaurant :chiller_type: NECB_Default :compute_environment: local :datapoint_id: 072e6677-bab2-43da-9524-8a3f25396051 :daylighting_type: NECB_Default :dcv_type: No_DCV :door_construction_cond: NECB_Default :ecm_system_name: NECB_Default :electrical_loads_scale: NECB_Default :enable_costing: true :epw_file: CAN_QC_Montreal-Trudeau.Intl.AP.716270_CWEC2016.epw :erv_package: NECB_Default :ext_floor_cond: NECB_Default :ext_roof_cond: NECB_Default :ext_wall_cond: NECB_Default :fdwr_set: NECB_Default :fixed_wind_solar_trans: NECB_Default :fixed_window_cond: NECB_Default :furnace_eff: NECB_Default :glass_door_cond: NECB_Default :glass_door_solar_trans: NECB_Default :ground_floor_cond: NECB_Default :ground_roof_cond: NECB_Default :ground_wall_cond: NECB_Default :image_name: btap_private_cli :infiltration_scale: NECB_Default :lights_scale: NECB_Default :lights_type: NECB_Default :nv_delta_temp_in_out: NECB_Default :nv_opening_fraction: NECB_Default :nv_temp_out_min: NECB_Default :nv_type: NECB_Default :oa_scale: NECB_Default :occupancy_loads_scale: NECB_Default :output_meters: [] :output_variables: [] :overhead_door_cond: NECB_Default :primary_heating_fuel: Electricity :pv_ground_azimuth_angle: NECB_Default :pv_ground_module_description: NECB_Default :pv_ground_tilt_angle: NECB_Default :pv_ground_total_area_pv_panels_m2: NECB_Default :pv_ground_type: NECB_Default :rotation_degrees: '90.0' :run_annual_simulation: true :s3_bucket: '834599497928' :scale_x: '1.0' :scale_y: '1.0' :scale_z: '1.0' :scenario: :dcv_type :shw_eff: NECB_Default :skylight_cond: NECB_Default :skylight_solar_trans: NECB_Default :srr_set: '0.0' :template: NECB2017 docker_command: docker run --rm -v C:\Users\plopez\PycharmProjects\btap_batch\examples\idp\idp_example_sens\e867069b-485c-428d-a193-1d87e73038b3\output:/btap_costing/utilities/btap_cli/output -v C:\Users\plopez\PycharmProjects\btap_batch\examples\idp\idp_example_sens\e867069b-485c-428d-a193-1d87e73038b3\input\072e6677-bab2-43da-9524-8a3f25396051:/btap_costing/utilities/btap_cli/input btap_private_cli bundle exec ruby btap_cli.rb | idp_example_sens | e867069b-485c-428d-a193-1d87e73038b3 | 072e6677-bab2-43da-9524-8a3f25396051 | NECB2017 | FullServiceRestaurant | Electricity | Electricity | CAN_QC_Montreal-Trudeau.Intl.AP.716270_CWEC2016.epw | sensitivity |  | No_DCV | NECB_Default | NECB_Default | NECB_Default | NECB_Default | NECB_Default | NECB_Default | NECB_Default | NECB_Default | NECB_Default | NECB_Default | NECB_Default | NECB_Default | NECB_Default | NECB_Default | NECB_Default | NECB_Default | NECB_Default | NECB_Default | NECB_Default | NECB_Default | NECB_Default | NECB_Default | NECB_Default | 0 | 90 | 1 | 1 | 1 | NECB_Default | NECB_Default | NECB_Default | NECB_Default | NECB_Default | NECB_Default | NECB_Default | NECB_Default | NECB_Default | NECB_Default | NECB_Default | NECB_Default | NECB_Default | NECB_Default | NECB_Default | NECB_Default | local | 834599497928 | btap_private_cli |  | TRUE | TRUE |  | :dcv_type | 335.9957 | 40.225 | 198.8273 | 321.7147 | 511.15 | 845.2233 | 37.3 | FullServiceRestaurant |  |  | 0 | FullServiceRestaurant | 1 |  | 1 | NECB2017 | 0.35452 | 2384.1067 | 242.0252 | 11.7183 | 64.9441 | 31.8231 | 821.1983 | 470.6876 | MONTREAL | QUEBEC | 0.57333 | 0 | 0 | 0.57333 | 36.5151 | 0 | 0 | 36.5151 | 0 | 0.060726 | 0 | 0 | 1.4753 | 0.2285 | 0.08207 | 0.71576 | 0.067182 | 0.16792 | 0 | 0 | 1.4753 | 0.15318 | 365.8659 | 0 | 37.3 | 0.757 | [5 empty] | 0.156 | 0.247 | 1.9 |  | 0 | Montreal-Trudeau Intl AP | CAN | 323 | 4090 | 45.471 | -73.741 | 6 | 4400 | QC | CAN_QC_Montreal-Trudeau.Intl.AP.716270_CWEC2016.epw | 1.4754 | 40.225 | 335.9957 | 7.5507 | 18.099 | FALSE | FALSE | FALSE | FALSE | 12.385 | 16.2697 | 0 | 0.21423 | 0.0048524 | 78.3 | 0 | 44.149 | 1.0279 | 0.023283 | 375.71 | 0 | 1.4753 | 39.33 | 24.83 | 0 | 0 |  | file:///C:\Users\plopez\PycharmProjects\btap_batch\examples\idp\idp_example_sens\e867069b-485c-428d-a193-1d87e73038b3\output\072e6677-bab2-43da-9524-8a3f25396051 | 1.0.002 |  | docker run --rm -v C:\Users\plopez\PycharmProjects\btap_batch\examples\idp\idp_example_sens\e867069b-485c-428d-a193-1d87e73038b3\output:/btap_costing/utilities/btap_cli/output -v C:\Users\plopez\PycharmProjects\btap_batch\examples\idp\idp_example_sens\e867069b-485c-428d-a193-1d87e73038b3\input\072e6677-bab2-43da-9524-8a3f25396051:/btap_costing/utilities/btap_cli/input btap_private_cli bundle exec ruby btap_cli.rb | 0.4 | 0.4 | 1 | 0.1 | -1.2 | non_compliant | -1.2
24 | 12 |  | TRUE | 56 | 0 | 0 | 252.8254 |  |  |  | 0.1 | 2021-09-24 19:47:25 +0000 | 438c2ebff | 0.2.14 | :adv_dx_units: NECB_Default :airloop_economizer_type: NECB_Default :algorithm_type: sensitivity :analysis_id: e867069b-485c-428d-a193-1d87e73038b3 :analysis_name: idp_example_sens :boiler_eff: NECB_Default :btap_batch_version: 1.0.002 :building_type: FullServiceRestaurant :chiller_type: NECB_Default :compute_environment: local :datapoint_id: 7f412f27-4a56-4d04-9fbc-f47652137f39 :daylighting_type: NECB_Default :dcv_type: NECB_Default :door_construction_cond: NECB_Default :ecm_system_name: NECB_Default :electrical_loads_scale: NECB_Default :enable_costing: true :epw_file: CAN_QC_Montreal-Trudeau.Intl.AP.716270_CWEC2016.epw :erv_package: NECB_Default :ext_floor_cond: NECB_Default :ext_roof_cond: NECB_Default :ext_wall_cond: NECB_Default :fdwr_set: NECB_Default :fixed_wind_solar_trans: NECB_Default :fixed_window_cond: NECB_Default :furnace_eff: NECB_Default :glass_door_cond: NECB_Default :glass_door_solar_trans: NECB_Default :ground_floor_cond: NECB_Default :ground_roof_cond: NECB_Default :ground_wall_cond: NECB_Default :image_name: btap_private_cli :infiltration_scale: NECB_Default :lights_scale: NECB_Default :lights_type: NECB_Default :nv_delta_temp_in_out: NECB_Default :nv_opening_fraction: NECB_Default :nv_temp_out_min: NECB_Default :nv_type: NECB_Default :oa_scale: NECB_Default :occupancy_loads_scale: NECB_Default :output_meters: [] :output_variables: [] :overhead_door_cond: NECB_Default :primary_heating_fuel: Electricity :pv_ground_azimuth_angle: NECB_Default :pv_ground_module_description: NECB_Default :pv_ground_tilt_angle: NECB_Default :pv_ground_total_area_pv_panels_m2: NECB_Default :pv_ground_type: NECB_Default :rotation_degrees: '90.0' :run_annual_simulation: true :s3_bucket: '834599497928' :scale_x: '1.0' :scale_y: '1.0' :scale_z: '1.0' :scenario: :glass_door_cond :shw_eff: NECB_Default :skylight_cond: NECB_Default :skylight_solar_trans: NECB_Default :srr_set: '0.0' :template: NECB2017 docker_command: docker run --rm -v C:\Users\plopez\PycharmProjects\btap_batch\examples\idp\idp_example_sens\e867069b-485c-428d-a193-1d87e73038b3\output:/btap_costing/utilities/btap_cli/output -v C:\Users\plopez\PycharmProjects\btap_batch\examples\idp\idp_example_sens\e867069b-485c-428d-a193-1d87e73038b3\input\7f412f27-4a56-4d04-9fbc-f47652137f39:/btap_costing/utilities/btap_cli/input btap_private_cli bundle exec ruby btap_cli.rb | idp_example_sens | e867069b-485c-428d-a193-1d87e73038b3 | 7f412f27-4a56-4d04-9fbc-f47652137f39 | NECB2017 | FullServiceRestaurant | Electricity | Electricity | CAN_QC_Montreal-Trudeau.Intl.AP.716270_CWEC2016.epw | sensitivity |  | NECB_Default | NECB_Default | NECB_Default | NECB_Default | NECB_Default | NECB_Default | NECB_Default | NECB_Default | NECB_Default | NECB_Default | NECB_Default | NECB_Default | NECB_Default | NECB_Default | NECB_Default | NECB_Default | NECB_Default | NECB_Default | NECB_Default | NECB_Default | NECB_Default | NECB_Default | NECB_Default | NECB_Default | 0 | 90 | 1 | 1 | 1 | NECB_Default | NECB_Default | NECB_Default | NECB_Default | NECB_Default | NECB_Default | NECB_Default | NECB_Default | NECB_Default | NECB_Default | NECB_Default | NECB_Default | NECB_Default | NECB_Default | NECB_Default | NECB_Default | local | 834599497928 | btap_private_cli |  | TRUE | TRUE |  | :glass_door_cond | 335.9957 | 40.225 | 198.8273 | 321.7147 | 511.15 | 845.2233 | 37.3 | FullServiceRestaurant |  |  | 0 | FullServiceRestaurant | 1 |  | 1 | NECB2017 | 0.35452 | 2384.1067 | 242.0252 | 11.7183 | 64.9441 | 31.8231 | 821.1983 | 470.6876 | MONTREAL | QUEBEC | 0.57333 | 0 | 0 | 0.57333 | 36.5151 | 0 | 0 | 36.5151 | 0 | 0.060726 | 0 | 0 | 1.4753 | 0.2285 | 0.08207 | 0.71576 | 0.067182 | 0.16792 | 0 | 0 | 1.4753 | 0.15318 | 365.8659 | 0 | 37.3 | 0.757 | [5 empty] | 0.156 | 0.247 | 1.9 |  | 0 | Montreal-Trudeau Intl AP | CAN | 323 | 4090 | 45.471 | -73.741 | 6 | 4400 | QC | CAN_QC_Montreal-Trudeau.Intl.AP.716270_CWEC2016.epw | 1.4754 | 40.225 | 335.9957 | 7.5507 | 18.099 | FALSE | FALSE | FALSE | FALSE | 12.385 | 16.2697 | 0 | 0.21423 | 0.0048524 | 78.3 | 0 | 44.149 | 1.0279 | 0.023283 | 375.71 | 0 | 1.4753 | 39.33 | 24.83 | 0 | 0 |  | file:///C:\Users\plopez\PycharmProjects\btap_batch\examples\idp\idp_example_sens\e867069b-485c-428d-a193-1d87e73038b3\output\7f412f27-4a56-4d04-9fbc-f47652137f39 | 1.0.002 |  | docker run --rm -v C:\Users\plopez\PycharmProjects\btap_batch\examples\idp\idp_example_sens\e867069b-485c-428d-a193-1d87e73038b3\output:/btap_costing/utilities/btap_cli/output -v C:\Users\plopez\PycharmProjects\btap_batch\examples\idp\idp_example_sens\e867069b-485c-428d-a193-1d87e73038b3\input\7f412f27-4a56-4d04-9fbc-f47652137f39:/btap_costing/utilities/btap_cli/input btap_private_cli bundle exec ruby btap_cli.rb | 0.4 | 0.4 | 1 | 0.1 | -1.2 | non_compliant | -1.2
25 | 13 |  | TRUE | 56 | 0 | 0 | 253.753 |  |  |  | 0.1 | 2021-09-24 19:47:25 +0000 | 438c2ebff | 0.2.14 | :adv_dx_units: NECB_Default :airloop_economizer_type: NECB_Default :algorithm_type: sensitivity :analysis_id: e867069b-485c-428d-a193-1d87e73038b3 :analysis_name: idp_example_sens :boiler_eff: NECB_Default :btap_batch_version: 1.0.002 :building_type: FullServiceRestaurant :chiller_type: NECB_Default :compute_environment: local :datapoint_id: 9224f29d-a5e8-424b-a577-590ee4535ae3 :daylighting_type: NECB_Default :dcv_type: NECB_Default :door_construction_cond: NECB_Default :ecm_system_name: NECB_Default :electrical_loads_scale: NECB_Default :enable_costing: true :epw_file: CAN_QC_Montreal-Trudeau.Intl.AP.716270_CWEC2016.epw :erv_package: NECB_Default :ext_floor_cond: NECB_Default :ext_roof_cond: NECB_Default :ext_wall_cond: NECB_Default :fdwr_set: NECB_Default :fixed_wind_solar_trans: NECB_Default :fixed_window_cond: NECB_Default :furnace_eff: NECB_Default :glass_door_cond: NECB_Default :glass_door_solar_trans: NECB_Default :ground_floor_cond: NECB_Default :ground_roof_cond: NECB_Default :ground_wall_cond: NECB_Default :image_name: btap_private_cli :infiltration_scale: NECB_Default :lights_scale: NECB_Default :lights_type: NECB_Default :nv_delta_temp_in_out: NECB_Default :nv_opening_fraction: NECB_Default :nv_temp_out_min: NECB_Default :nv_type: NECB_Default :oa_scale: NECB_Default :occupancy_loads_scale: NECB_Default :output_meters: [] :output_variables: [] :overhead_door_cond: NECB_Default :primary_heating_fuel: Electricity :pv_ground_azimuth_angle: NECB_Default :pv_ground_module_description: NECB_Default :pv_ground_tilt_angle: NECB_Default :pv_ground_total_area_pv_panels_m2: NECB_Default :pv_ground_type: NECB_Default :rotation_degrees: '90.0' :run_annual_simulation: true :s3_bucket: '834599497928' :scale_x: '1.0' :scale_y: '1.0' :scale_z: '1.0' :scenario: :erv_package :shw_eff: NECB_Default :skylight_cond: NECB_Default :skylight_solar_trans: NECB_Default :srr_set: '0.0' :template: NECB2017 docker_command: docker run --rm -v C:\Users\plopez\PycharmProjects\btap_batch\examples\idp\idp_example_sens\e867069b-485c-428d-a193-1d87e73038b3\output:/btap_costing/utilities/btap_cli/output -v C:\Users\plopez\PycharmProjects\btap_batch\examples\idp\idp_example_sens\e867069b-485c-428d-a193-1d87e73038b3\input\9224f29d-a5e8-424b-a577-590ee4535ae3:/btap_costing/utilities/btap_cli/input btap_private_cli bundle exec ruby btap_cli.rb | idp_example_sens | e867069b-485c-428d-a193-1d87e73038b3 | 9224f29d-a5e8-424b-a577-590ee4535ae3 | NECB2017 | FullServiceRestaurant | Electricity | Electricity | CAN_QC_Montreal-Trudeau.Intl.AP.716270_CWEC2016.epw | sensitivity |  | NECB_Default | NECB_Default | NECB_Default | NECB_Default | NECB_Default | NECB_Default | NECB_Default | NECB_Default | NECB_Default | NECB_Default | NECB_Default | NECB_Default | NECB_Default | NECB_Default | NECB_Default | NECB_Default | NECB_Default | NECB_Default | NECB_Default | NECB_Default | NECB_Default | NECB_Default | NECB_Default | NECB_Default | 0 | 90 | 1 | 1 | 1 | NECB_Default | NECB_Default | NECB_Default | NECB_Default | NECB_Default | NECB_Default | NECB_Default | NECB_Default | NECB_Default | NECB_Default | NECB_Default | NECB_Default | NECB_Default | NECB_Default | NECB_Default | NECB_Default | local | 834599497928 | btap_private_cli |  | TRUE | TRUE |  | :erv_package | 335.9957 | 40.225 | 198.8273 | 321.7147 | 511.15 | 845.2233 | 37.3 | FullServiceRestaurant |  |  | 0 | FullServiceRestaurant | 1 |  | 1 | NECB2017 | 0.35452 | 2384.1067 | 242.0252 | 11.7183 | 64.9441 | 31.8231 | 821.1983 | 470.6876 | MONTREAL | QUEBEC | 0.57333 | 0 | 0 | 0.57333 | 36.5151 | 0 | 0 | 36.5151 | 0 | 0.060726 | 0 | 0 | 1.4753 | 0.2285 | 0.08207 | 0.71576 | 0.067182 | 0.16792 | 0 | 0 | 1.4753 | 0.15318 | 365.8659 | 0 | 37.3 | 0.757 | [5 empty] | 0.156 | 0.247 | 1.9 |  | 0 | Montreal-Trudeau Intl AP | CAN | 323 | 4090 | 45.471 | -73.741 | 6 | 4400 | QC | CAN_QC_Montreal-Trudeau.Intl.AP.716270_CWEC2016.epw | 1.4754 | 40.225 | 335.9957 | 7.5507 | 18.099 | FALSE | FALSE | FALSE | FALSE | 12.385 | 16.2697 | 0 | 0.21423 | 0.0048524 | 78.3 | 0 | 44.149 | 1.0279 | 0.023283 | 375.71 | 0 | 1.4753 | 39.33 | 24.83 | 0 | 0 |  | file:///C:\Users\plopez\PycharmProjects\btap_batch\examples\idp\idp_example_sens\e867069b-485c-428d-a193-1d87e73038b3\output\9224f29d-a5e8-424b-a577-590ee4535ae3 | 1.0.002 |  | docker run --rm -v C:\Users\plopez\PycharmProjects\btap_batch\examples\idp\idp_example_sens\e867069b-485c-428d-a193-1d87e73038b3\output:/btap_costing/utilities/btap_cli/output -v C:\Users\plopez\PycharmProjects\btap_batch\examples\idp\idp_example_sens\e867069b-485c-428d-a193-1d87e73038b3\input\9224f29d-a5e8-424b-a577-590ee4535ae3:/btap_costing/utilities/btap_cli/input btap_private_cli bundle exec ruby btap_cli.rb | 0.4 | 0.4 | 1 | 0.1 | -1.2 | non_compliant | -1.2
26 | 14 |  | TRUE | 56 | 0 | 0 | 253.3172 |  |  |  | 0.1 | 2021-09-24 19:47:26 +0000 | 438c2ebff | 0.2.14 | :adv_dx_units: NECB_Default :airloop_economizer_type: NECB_Default :algorithm_type: sensitivity :analysis_id: e867069b-485c-428d-a193-1d87e73038b3 :analysis_name: idp_example_sens :boiler_eff: NECB_Default :btap_batch_version: 1.0.002 :building_type: FullServiceRestaurant :chiller_type: NECB_Default :compute_environment: local :datapoint_id: f06255cd-2d45-4a95-9d84-eff6ea3be6e9 :daylighting_type: NECB_Default :dcv_type: NECB_Default :door_construction_cond: NECB_Default :ecm_system_name: NECB_Default :electrical_loads_scale: NECB_Default :enable_costing: true :epw_file: CAN_QC_Montreal-Trudeau.Intl.AP.716270_CWEC2016.epw :erv_package: NECB_Default :ext_floor_cond: NECB_Default :ext_roof_cond: NECB_Default :ext_wall_cond: NECB_Default :fdwr_set: NECB_Default :fixed_wind_solar_trans: NECB_Default :fixed_window_cond: '2.2' :furnace_eff: NECB_Default :glass_door_cond: NECB_Default :glass_door_solar_trans: NECB_Default :ground_floor_cond: NECB_Default :ground_roof_cond: NECB_Default :ground_wall_cond: NECB_Default :image_name: btap_private_cli :infiltration_scale: NECB_Default :lights_scale: NECB_Default :lights_type: NECB_Default :nv_delta_temp_in_out: NECB_Default :nv_opening_fraction: NECB_Default :nv_temp_out_min: NECB_Default :nv_type: NECB_Default :oa_scale: NECB_Default :occupancy_loads_scale: NECB_Default :output_meters: [] :output_variables: [] :overhead_door_cond: NECB_Default :primary_heating_fuel: Electricity :pv_ground_azimuth_angle: NECB_Default :pv_ground_module_description: NECB_Default :pv_ground_tilt_angle: NECB_Default :pv_ground_total_area_pv_panels_m2: NECB_Default :pv_ground_type: NECB_Default :rotation_degrees: '90.0' :run_annual_simulation: true :s3_bucket: '834599497928' :scale_x: '1.0' :scale_y: '1.0' :scale_z: '1.0' :scenario: :fixed_window_cond :shw_eff: NECB_Default :skylight_cond: NECB_Default :skylight_solar_trans: NECB_Default :srr_set: '0.0' :template: NECB2017 docker_command: docker run --rm -v C:\Users\plopez\PycharmProjects\btap_batch\examples\idp\idp_example_sens\e867069b-485c-428d-a193-1d87e73038b3\output:/btap_costing/utilities/btap_cli/output -v C:\Users\plopez\PycharmProjects\btap_batch\examples\idp\idp_example_sens\e867069b-485c-428d-a193-1d87e73038b3\input\f06255cd-2d45-4a95-9d84-eff6ea3be6e9:/btap_costing/utilities/btap_cli/input btap_private_cli bundle exec ruby btap_cli.rb | idp_example_sens | e867069b-485c-428d-a193-1d87e73038b3 | f06255cd-2d45-4a95-9d84-eff6ea3be6e9 | NECB2017 | FullServiceRestaurant | Electricity | Electricity | CAN_QC_Montreal-Trudeau.Intl.AP.716270_CWEC2016.epw | sensitivity |  | NECB_Default | NECB_Default | NECB_Default | NECB_Default | NECB_Default | NECB_Default | NECB_Default | 2.2 | NECB_Default | NECB_Default | NECB_Default | NECB_Default | NECB_Default | NECB_Default | NECB_Default | NECB_Default | NECB_Default | NECB_Default | NECB_Default | NECB_Default | NECB_Default | NECB_Default | NECB_Default | NECB_Default | 0 | 90 | 1 | 1 | 1 | NECB_Default | NECB_Default | NECB_Default | NECB_Default | NECB_Default | NECB_Default | NECB_Default | NECB_Default | NECB_Default | NECB_Default | NECB_Default | NECB_Default | NECB_Default | NECB_Default | NECB_Default | NECB_Default | local | 834599497928 | btap_private_cli |  | TRUE | TRUE |  | :fixed_window_cond | 337.9215 | 40.3293 | 202.452 | 325.0405 | 511.15 | 845.2233 | 37.3 | FullServiceRestaurant |  |  | 0 | FullServiceRestaurant | 1 |  | 1 | NECB2017 | 0.35452 | 2384.1067 | 240.1911 | 12.0394 | 64.9441 | 31.8231 | 819.3663 | 470.3686 | MONTREAL | QUEBEC | 0.57799 | 0 | 0 | 0.57799 | 36.812 | 0 | 0 | 36.812 | 0 | 0.060139 | 0 | 0 | 1.4873 | 0.228 | 0.08207 | 0.72883 | 0.067182 | 0.16792 | 0 | 0 | 1.4873 | 0.15318 | 367.7726 | 0 | 37.3 | 0.757 | [5 empty] | 0.156 | 0.247 | 2.2 |  | 0 | Montreal-Trudeau Intl AP | CAN | 323 | 4090 | 45.471 | -73.741 | 6 | 4400 | QC | CAN_QC_Montreal-Trudeau.Intl.AP.716270_CWEC2016.epw | 1.4873 | 40.3293 | 337.9215 | 7.5507 | 18.0989 | FALSE | FALSE | FALSE | FALSE | 12.385 | 16.2696 | 0 | 0.21423 | 0.0048524 | 78.3 | 0 | 44.149 | 1.0279 | 0.023283 | 375.71 | 0 | 1.4873 | 38 | 24.17 | 0 | 0 |  | file:///C:\Users\plopez\PycharmProjects\btap_batch\examples\idp\idp_example_sens\e867069b-485c-428d-a193-1d87e73038b3\output\f06255cd-2d45-4a95-9d84-eff6ea3be6e9 | 1.0.002 |  | docker run --rm -v C:\Users\plopez\PycharmProjects\btap_batch\examples\idp\idp_example_sens\e867069b-485c-428d-a193-1d87e73038b3\output:/btap_costing/utilities/btap_cli/output -v C:\Users\plopez\PycharmProjects\btap_batch\examples\idp\idp_example_sens\e867069b-485c-428d-a193-1d87e73038b3\input\f06255cd-2d45-4a95-9d84-eff6ea3be6e9:/btap_costing/utilities/btap_cli/input btap_private_cli bundle exec ruby btap_cli.rb | 0.7 | 0.7 | 1 | -0.4 | -2 | non_compliant | -2
27 | 15 |  | TRUE | 56 | 0 | 0 | 253.9069 |  |  |  | 0.1 | 2021-09-24 19:47:27 +0000 | 438c2ebff | 0.2.14 | :adv_dx_units: NECB_Default :airloop_economizer_type: NECB_Default :algorithm_type: sensitivity :analysis_id: e867069b-485c-428d-a193-1d87e73038b3 :analysis_name: idp_example_sens :boiler_eff: NECB_Default :btap_batch_version: 1.0.002 :building_type: FullServiceRestaurant :chiller_type: NECB_Default :compute_environment: local :datapoint_id: 4f6eaf43-5a9e-464f-8f3a-e68d26ccdfee :daylighting_type: NECB_Default :dcv_type: NECB_Default :door_construction_cond: NECB_Default :ecm_system_name: NECB_Default :electrical_loads_scale: NECB_Default :enable_costing: true :epw_file: CAN_QC_Montreal-Trudeau.Intl.AP.716270_CWEC2016.epw :erv_package: NECB_Default :ext_floor_cond: NECB_Default :ext_roof_cond: '0.121' :ext_wall_cond: NECB_Default :fdwr_set: NECB_Default :fixed_wind_solar_trans: NECB_Default :fixed_window_cond: NECB_Default :furnace_eff: NECB_Default :glass_door_cond: NECB_Default :glass_door_solar_trans: NECB_Default :ground_floor_cond: NECB_Default :ground_roof_cond: NECB_Default :ground_wall_cond: NECB_Default :image_name: btap_private_cli :infiltration_scale: NECB_Default :lights_scale: NECB_Default :lights_type: NECB_Default :nv_delta_temp_in_out: NECB_Default :nv_opening_fraction: NECB_Default :nv_temp_out_min: NECB_Default :nv_type: NECB_Default :oa_scale: NECB_Default :occupancy_loads_scale: NECB_Default :output_meters: [] :output_variables: [] :overhead_door_cond: NECB_Default :primary_heating_fuel: Electricity :pv_ground_azimuth_angle: NECB_Default :pv_ground_module_description: NECB_Default :pv_ground_tilt_angle: NECB_Default :pv_ground_total_area_pv_panels_m2: NECB_Default :pv_ground_type: NECB_Default :rotation_degrees: '90.0' :run_annual_simulation: true :s3_bucket: '834599497928' :scale_x: '1.0' :scale_y: '1.0' :scale_z: '1.0' :scenario: :ext_roof_cond :shw_eff: NECB_Default :skylight_cond: NECB_Default :skylight_solar_trans: NECB_Default :srr_set: '0.0' :template: NECB2017 docker_command: docker run --rm -v C:\Users\plopez\PycharmProjects\btap_batch\examples\idp\idp_example_sens\e867069b-485c-428d-a193-1d87e73038b3\output:/btap_costing/utilities/btap_cli/output -v C:\Users\plopez\PycharmProjects\btap_batch\examples\idp\idp_example_sens\e867069b-485c-428d-a193-1d87e73038b3\input\4f6eaf43-5a9e-464f-8f3a-e68d26ccdfee:/btap_costing/utilities/btap_cli/input btap_private_cli bundle exec ruby btap_cli.rb | idp_example_sens | e867069b-485c-428d-a193-1d87e73038b3 | 4f6eaf43-5a9e-464f-8f3a-e68d26ccdfee | NECB2017 | FullServiceRestaurant | Electricity | Electricity | CAN_QC_Montreal-Trudeau.Intl.AP.716270_CWEC2016.epw | sensitivity |  | NECB_Default | NECB_Default | NECB_Default | NECB_Default | NECB_Default | NECB_Default | 0.121 | NECB_Default | NECB_Default | NECB_Default | NECB_Default | NECB_Default | NECB_Default | NECB_Default | NECB_Default | NECB_Default | NECB_Default | NECB_Default | NECB_Default | NECB_Default | NECB_Default | NECB_Default | NECB_Default | NECB_Default | 0 | 90 | 1 | 1 | 1 | NECB_Default | NECB_Default | NECB_Default | NECB_Default | NECB_Default | NECB_Default | NECB_Default | NECB_Default | NECB_Default | NECB_Default | NECB_Default | NECB_Default | NECB_Default | NECB_Default | NECB_Default | NECB_Default | local | 834599497928 | btap_private_cli |  | TRUE | TRUE |  | :ext_roof_cond | 334.8127 | 40.0005 | 196.7187 | 319.5463 | 511.15 | 845.2233 | 37.3 | FullServiceRestaurant |  |  | 0 | FullServiceRestaurant | 1 |  | 1 | NECB2017 | 0.35452 | 2384.1067 | 246.5326 | 11.4201 | 64.9441 | 31.8231 | 825.3499 | 470.63 | MONTREAL | QUEBEC | 0.5703 | 0 | 0 | 0.5703 | 36.322 | 0 | 0 | 36.322 | 0 | 0.06055 | 0 | 0 | 1.4675 | 0.22845 | 0.08207 | 0.70819 | 0.067182 | 0.16792 | 0 | 0 | 1.4675 | 0.15318 | 364.4114 | 0 | 37.3 | 0.757 | [5 empty] | 0.121 | 0.247 | 1.9 |  | 0 | Montreal-Trudeau Intl AP | CAN | 323 | 4090 | 45.471 | -73.741 | 6 | 4400 | QC | CAN_QC_Montreal-Trudeau.Intl.AP.716270_CWEC2016.epw | 1.4675 | 40.0005 | 334.8127 | 7.5507 | 18.099 | FALSE | FALSE | FALSE | FALSE | 12.385 | 16.2697 | 0 | 0.21423 | 0.0048524 | 78.3 | 0 | 44.149 | 1.0279 | 0.023283 | 375.71 | 0 | 1.4675 | 40 | 25.5 | 0 | 0 |  | file:///C:\Users\plopez\PycharmProjects\btap_batch\examples\idp\idp_example_sens\e867069b-485c-428d-a193-1d87e73038b3\output\4f6eaf43-5a9e-464f-8f3a-e68d26ccdfee | 1.0.002 |  | docker run --rm -v C:\Users\plopez\PycharmProjects\btap_batch\examples\idp\idp_example_sens\e867069b-485c-428d-a193-1d87e73038b3\output:/btap_costing/utilities/btap_cli/output -v C:\Users\plopez\PycharmProjects\btap_batch\examples\idp\idp_example_sens\e867069b-485c-428d-a193-1d87e73038b3\input\4f6eaf43-5a9e-464f-8f3a-e68d26ccdfee:/btap_costing/utilities/btap_cli/input btap_private_cli bundle exec ruby btap_cli.rb | 0.2 | 0.2 | 1 | 0.5 | -0.6 | non_compliant | -0.6
28 | 16 |  | TRUE | 56 | 0 | 0 | 254.1346 |  |  |  | 0.1 | 2021-09-24 19:47:26 +0000 | 438c2ebff | 0.2.14 | :adv_dx_units: NECB_Default :airloop_economizer_type: NECB_Default :algorithm_type: sensitivity :analysis_id: e867069b-485c-428d-a193-1d87e73038b3 :analysis_name: idp_example_sens :boiler_eff: NECB_Default :btap_batch_version: 1.0.002 :building_type: FullServiceRestaurant :chiller_type: NECB_Default :compute_environment: local :datapoint_id: eab7ca4d-d6dd-4e29-8622-b2f9450085d1 :daylighting_type: NECB_Default :dcv_type: NECB_Default :door_construction_cond: NECB_Default :ecm_system_name: NECB_Default :electrical_loads_scale: NECB_Default :enable_costing: true :epw_file: CAN_QC_Montreal-Trudeau.Intl.AP.716270_CWEC2016.epw :erv_package: NECB_Default :ext_floor_cond: NECB_Default :ext_roof_cond: '0.162' :ext_wall_cond: NECB_Default :fdwr_set: NECB_Default :fixed_wind_solar_trans: NECB_Default :fixed_window_cond: NECB_Default :furnace_eff: NECB_Default :glass_door_cond: NECB_Default :glass_door_solar_trans: NECB_Default :ground_floor_cond: NECB_Default :ground_roof_cond: NECB_Default :ground_wall_cond: NECB_Default :image_name: btap_private_cli :infiltration_scale: NECB_Default :lights_scale: NECB_Default :lights_type: NECB_Default :nv_delta_temp_in_out: NECB_Default :nv_opening_fraction: NECB_Default :nv_temp_out_min: NECB_Default :nv_type: NECB_Default :oa_scale: NECB_Default :occupancy_loads_scale: NECB_Default :output_meters: [] :output_variables: [] :overhead_door_cond: NECB_Default :primary_heating_fuel: Electricity :pv_ground_azimuth_angle: NECB_Default :pv_ground_module_description: NECB_Default :pv_ground_tilt_angle: NECB_Default :pv_ground_total_area_pv_panels_m2: NECB_Default :pv_ground_type: NECB_Default :rotation_degrees: '90.0' :run_annual_simulation: true :s3_bucket: '834599497928' :scale_x: '1.0' :scale_y: '1.0' :scale_z: '1.0' :scenario: :ext_roof_cond :shw_eff: NECB_Default :skylight_cond: NECB_Default :skylight_solar_trans: NECB_Default :srr_set: '0.0' :template: NECB2017 docker_command: docker run --rm -v C:\Users\plopez\PycharmProjects\btap_batch\examples\idp\idp_example_sens\e867069b-485c-428d-a193-1d87e73038b3\output:/btap_costing/utilities/btap_cli/output -v C:\Users\plopez\PycharmProjects\btap_batch\examples\idp\idp_example_sens\e867069b-485c-428d-a193-1d87e73038b3\input\eab7ca4d-d6dd-4e29-8622-b2f9450085d1:/btap_costing/utilities/btap_cli/input btap_private_cli bundle exec ruby btap_cli.rb | idp_example_sens | e867069b-485c-428d-a193-1d87e73038b3 | eab7ca4d-d6dd-4e29-8622-b2f9450085d1 | NECB2017 | FullServiceRestaurant | Electricity | Electricity | CAN_QC_Montreal-Trudeau.Intl.AP.716270_CWEC2016.epw | sensitivity |  | NECB_Default | NECB_Default | NECB_Default | NECB_Default | NECB_Default | NECB_Default | 0.162 | NECB_Default | NECB_Default | NECB_Default | NECB_Default | NECB_Default | NECB_Default | NECB_Default | NECB_Default | NECB_Default | NECB_Default | NECB_Default | NECB_Default | NECB_Default | NECB_Default | NECB_Default | NECB_Default | NECB_Default | 0 | 90 | 1 | 1 | 1 | NECB_Default | NECB_Default | NECB_Default | NECB_Default | NECB_Default | NECB_Default | NECB_Default | NECB_Default | NECB_Default | NECB_Default | NECB_Default | NECB_Default | NECB_Default | NECB_Default | NECB_Default | NECB_Default | local | 834599497928 | btap_private_cli |  | TRUE | TRUE |  | :ext_roof_cond | 336.193 | 40.2633 | 199.1588 | 322.0679 | 511.15 | 845.2233 | 37.3 | FullServiceRestaurant |  |  | 0 | FullServiceRestaurant | 1 |  | 1 | NECB2017 | 0.35452 | 2384.1067 | 243.2792 | 11.7183 | 64.9441 | 31.8231 | 822.4613 | 470.6966 | MONTREAL | QUEBEC | 0.57383 | 0 | 0 | 0.57383 | 36.5466 | 0 | 0 | 36.5466 | 0 | 0.060765 | 0 | 0 | 1.4766 | 0.22852 | 0.08207 | 0.71697 | 0.067182 | 0.16792 | 0 | 0 | 1.4766 | 0.15318 | 366.1043 | 0 | 37.3 | 0.757 | [5 empty] | 0.162 | 0.247 | 1.9 |  | 0 | Montreal-Trudeau Intl AP | CAN | 323 | 4090 | 45.471 | -73.741 | 6 | 4400 | QC | CAN_QC_Montreal-Trudeau.Intl.AP.716270_CWEC2016.epw | 1.4766 | 40.2633 | 336.193 | 7.5507 | 18.099 | FALSE | FALSE | FALSE | FALSE | 12.385 | 16.2697 | 0 | 0.21423 | 0.0048524 | 78.3 | 0 | 44.149 | 1.0279 | 0.023283 | 375.71 | 0 | 1.4766 | 39.33 | 24.83 | 0 | 0 |  | file:///C:\Users\plopez\PycharmProjects\btap_batch\examples\idp\idp_example_sens\e867069b-485c-428d-a193-1d87e73038b3\output\eab7ca4d-d6dd-4e29-8622-b2f9450085d1 | 1.0.002 |  | docker run --rm -v C:\Users\plopez\PycharmProjects\btap_batch\examples\idp\idp_example_sens\e867069b-485c-428d-a193-1d87e73038b3\output:/btap_costing/utilities/btap_cli/output -v C:\Users\plopez\PycharmProjects\btap_batch\examples\idp\idp_example_sens\e867069b-485c-428d-a193-1d87e73038b3\input\eab7ca4d-d6dd-4e29-8622-b2f9450085d1:/btap_costing/utilities/btap_cli/input btap_private_cli bundle exec ruby btap_cli.rb | 0.5 | 0.5 | 1 | 0 | -1.3 | non_compliant | -1.3
29 | 17 |  | TRUE | 56 | 0 | 0 | 254.2269 |  |  |  | 0.1 | 2021-09-24 19:47:31 +0000 | 438c2ebff | 0.2.14 | :adv_dx_units: NECB_Default :airloop_economizer_type: NECB_Default :algorithm_type: sensitivity :analysis_id: e867069b-485c-428d-a193-1d87e73038b3 :analysis_name: idp_example_sens :boiler_eff: NECB_Default :btap_batch_version: 1.0.002 :building_type: FullServiceRestaurant :chiller_type: NECB_Default :compute_environment: local :datapoint_id: 3f4a465e-8cc4-4a65-852d-11d2dbdc544d :daylighting_type: NECB_Default :dcv_type: NECB_Default :door_construction_cond: NECB_Default :ecm_system_name: NECB_Default :electrical_loads_scale: NECB_Default :enable_costing: true :epw_file: CAN_QC_Montreal-Trudeau.Intl.AP.716270_CWEC2016.epw :erv_package: NECB_Default :ext_floor_cond: NECB_Default :ext_roof_cond: NECB_Default :ext_wall_cond: '0.210' :fdwr_set: NECB_Default :fixed_wind_solar_trans: NECB_Default :fixed_window_cond: NECB_Default :furnace_eff: NECB_Default :glass_door_cond: NECB_Default :glass_door_solar_trans: NECB_Default :ground_floor_cond: NECB_Default :ground_roof_cond: NECB_Default :ground_wall_cond: NECB_Default :image_name: btap_private_cli :infiltration_scale: NECB_Default :lights_scale: NECB_Default :lights_type: NECB_Default :nv_delta_temp_in_out: NECB_Default :nv_opening_fraction: NECB_Default :nv_temp_out_min: NECB_Default :nv_type: NECB_Default :oa_scale: NECB_Default :occupancy_loads_scale: NECB_Default :output_meters: [] :output_variables: [] :overhead_door_cond: NECB_Default :primary_heating_fuel: Electricity :pv_ground_azimuth_angle: NECB_Default :pv_ground_module_description: NECB_Default :pv_ground_tilt_angle: NECB_Default :pv_ground_total_area_pv_panels_m2: NECB_Default :pv_ground_type: NECB_Default :rotation_degrees: '90.0' :run_annual_simulation: true :s3_bucket: '834599497928' :scale_x: '1.0' :scale_y: '1.0' :scale_z: '1.0' :scenario: :ext_wall_cond :shw_eff: NECB_Default :skylight_cond: NECB_Default :skylight_solar_trans: NECB_Default :srr_set: '0.0' :template: NECB2017 docker_command: docker run --rm -v C:\Users\plopez\PycharmProjects\btap_batch\examples\idp\idp_example_sens\e867069b-485c-428d-a193-1d87e73038b3\output:/btap_costing/utilities/btap_cli/output -v C:\Users\plopez\PycharmProjects\btap_batch\examples\idp\idp_example_sens\e867069b-485c-428d-a193-1d87e73038b3\input\3f4a465e-8cc4-4a65-852d-11d2dbdc544d:/btap_costing/utilities/btap_cli/input btap_private_cli bundle exec ruby btap_cli.rb | idp_example_sens | e867069b-485c-428d-a193-1d87e73038b3 | 3f4a465e-8cc4-4a65-852d-11d2dbdc544d | NECB2017 | FullServiceRestaurant | Electricity | Electricity | CAN_QC_Montreal-Trudeau.Intl.AP.716270_CWEC2016.epw | sensitivity |  | NECB_Default | NECB_Default | NECB_Default | NECB_Default | 0.210 | NECB_Default | NECB_Default | NECB_Default | NECB_Default | NECB_Default | NECB_Default | NECB_Default | NECB_Default | NECB_Default | NECB_Default | NECB_Default | NECB_Default | NECB_Default | NECB_Default | NECB_Default | NECB_Default | NECB_Default | NECB_Default | NECB_Default | 0 | 90 | 1 | 1 | 1 | NECB_Default | NECB_Default | NECB_Default | NECB_Default | NECB_Default | NECB_Default | NECB_Default | NECB_Default | NECB_Default | NECB_Default | NECB_Default | NECB_Default | NECB_Default | NECB_Default | NECB_Default | NECB_Default | local | 834599497928 | btap_private_cli |  | TRUE | TRUE |  | :ext_wall_cond | 335.6473 | 40.1863 | 198.0936 | 320.9702 | 511.15 | 845.2233 | 37.3 | FullServiceRestaurant |  |  | 0 | FullServiceRestaurant | 1 |  | 1 | NECB2017 | 0.35452 | 2384.1067 | 242.0732 | 11.4496 | 64.9441 | 31.8231 | 820.9536 | 470.6635 | MONTREAL | QUEBEC | 0.57229 | 0 | 0 | 0.57229 | 36.4488 | 0 | 0 | 36.4488 | 0 | 0.060765 | 0 | 0 | 1.4727 | 0.22841 | 0.08207 | 0.71314 | 0.067182 | 0.16792 | 0 | 0 | 1.4727 | 0.15318 | 365.4741 | 0 | 37.3 | 0.757 | [5 empty] | 0.156 | 0.21 | 1.9 |  | 0 | Montreal-Trudeau Intl AP | CAN | 323 | 4090 | 45.471 | -73.741 | 6 | 4400 | QC | CAN_QC_Montreal-Trudeau.Intl.AP.716270_CWEC2016.epw | 1.4727 | 40.1863 | 335.6473 | 7.5507 | 18.099 | FALSE | FALSE | FALSE | FALSE | 12.385 | 16.2697 | 0 | 0.21423 | 0.0048524 | 78.3 | 0 | 44.149 | 1.0279 | 0.023283 | 375.71 | 0 | 1.4727 | 40.17 | 25.5 | 0 | 0 |  | file:///C:\Users\plopez\PycharmProjects\btap_batch\examples\idp\idp_example_sens\e867069b-485c-428d-a193-1d87e73038b3\output\3f4a465e-8cc4-4a65-852d-11d2dbdc544d | 1.0.002 |  | docker run --rm -v C:\Users\plopez\PycharmProjects\btap_batch\examples\idp\idp_example_sens\e867069b-485c-428d-a193-1d87e73038b3\output:/btap_costing/utilities/btap_cli/output -v C:\Users\plopez\PycharmProjects\btap_batch\examples\idp\idp_example_sens\e867069b-485c-428d-a193-1d87e73038b3\input\3f4a465e-8cc4-4a65-852d-11d2dbdc544d:/btap_costing/utilities/btap_cli/input btap_private_cli bundle exec ruby btap_cli.rb | 0.4 | 0.4 | 1 | 0.2 | -1 | non_compliant | -1
30 | 18 |  | TRUE | 57 | 2 | 0 | 254.694 |  |  |  | 0.1 | 2021-09-24 19:47:26 +0000 | 438c2ebff | 0.2.14 | :adv_dx_units: NECB_Default :airloop_economizer_type: NECB_Default :algorithm_type: sensitivity :analysis_id: e867069b-485c-428d-a193-1d87e73038b3 :analysis_name: idp_example_sens :boiler_eff: NECB_Default :btap_batch_version: 1.0.002 :building_type: FullServiceRestaurant :chiller_type: NECB_Default :compute_environment: local :datapoint_id: f07d9550-72ba-48b6-a675-868193b223eb :daylighting_type: NECB_Default :dcv_type: NECB_Default :door_construction_cond: NECB_Default :ecm_system_name: NECB_Default :electrical_loads_scale: NECB_Default :enable_costing: true :epw_file: CAN_QC_Montreal-Trudeau.Intl.AP.716270_CWEC2016.epw :erv_package: NECB_Default_All :ext_floor_cond: NECB_Default :ext_roof_cond: NECB_Default :ext_wall_cond: NECB_Default :fdwr_set: NECB_Default :fixed_wind_solar_trans: NECB_Default :fixed_window_cond: NECB_Default :furnace_eff: NECB_Default :glass_door_cond: NECB_Default :glass_door_solar_trans: NECB_Default :ground_floor_cond: NECB_Default :ground_roof_cond: NECB_Default :ground_wall_cond: NECB_Default :image_name: btap_private_cli :infiltration_scale: NECB_Default :lights_scale: NECB_Default :lights_type: NECB_Default :nv_delta_temp_in_out: NECB_Default :nv_opening_fraction: NECB_Default :nv_temp_out_min: NECB_Default :nv_type: NECB_Default :oa_scale: NECB_Default :occupancy_loads_scale: NECB_Default :output_meters: [] :output_variables: [] :overhead_door_cond: NECB_Default :primary_heating_fuel: Electricity :pv_ground_azimuth_angle: NECB_Default :pv_ground_module_description: NECB_Default :pv_ground_tilt_angle: NECB_Default :pv_ground_total_area_pv_panels_m2: NECB_Default :pv_ground_type: NECB_Default :rotation_degrees: '90.0' :run_annual_simulation: true :s3_bucket: '834599497928' :scale_x: '1.0' :scale_y: '1.0' :scale_z: '1.0' :scenario: :erv_package :shw_eff: NECB_Default :skylight_cond: NECB_Default :skylight_solar_trans: NECB_Default :srr_set: '0.0' :template: NECB2017 docker_command: docker run --rm -v C:\Users\plopez\PycharmProjects\btap_batch\examples\idp\idp_example_sens\e867069b-485c-428d-a193-1d87e73038b3\output:/btap_costing/utilities/btap_cli/output -v C:\Users\plopez\PycharmProjects\btap_batch\examples\idp\idp_example_sens\e867069b-485c-428d-a193-1d87e73038b3\input\f07d9550-72ba-48b6-a675-868193b223eb:/btap_costing/utilities/btap_cli/input btap_private_cli bundle exec ruby btap_cli.rb | idp_example_sens | e867069b-485c-428d-a193-1d87e73038b3 | f07d9550-72ba-48b6-a675-868193b223eb | NECB2017 | FullServiceRestaurant | Electricity | Electricity | CAN_QC_Montreal-Trudeau.Intl.AP.716270_CWEC2016.epw | sensitivity |  | NECB_Default | NECB_Default | NECB_Default | NECB_Default_All | NECB_Default | NECB_Default | NECB_Default | NECB_Default | NECB_Default | NECB_Default | NECB_Default | NECB_Default | NECB_Default | NECB_Default | NECB_Default | NECB_Default | NECB_Default | NECB_Default | NECB_Default | NECB_Default | NECB_Default | NECB_Default | NECB_Default | NECB_Default | 0 | 90 | 1 | 1 | 1 | NECB_Default | NECB_Default | NECB_Default | NECB_Default | NECB_Default | NECB_Default | NECB_Default | NECB_Default | NECB_Default | NECB_Default | NECB_Default | NECB_Default | NECB_Default | NECB_Default | NECB_Default | NECB_Default | local | 834599497928 | btap_private_cli |  | TRUE | TRUE |  | :erv_package | 335.9958 | 33.4719 | 122.2244 | 244.2586 | 511.15 | 845.2233 | 37.3 | FullServiceRestaurant |  |  | 0 | FullServiceRestaurant | 1 |  | 1 | NECB2017 | 0.35452 | 2384.1067 | 242.0252 | 11.7183 | 64.9441 | 31.8231 | 821.1983 | 470.6876 | MONTREAL | QUEBEC | 0.46497 | 0 | 0 | 0.46497 | 29.6138 | 0 | 0 | 29.6138 | 0 | 0.057596 | 0 | 0 | 1.1965 | 0.22856 | 0.08207 | 0.43999 | 0.067182 | 0.16792 | 0 | 0 | 1.1965 | 0.15318 | 365.8659 | 0 | 37.3 | 0.757 | [5 empty] | 0.156 | 0.247 | 1.9 |  | 0 | Montreal-Trudeau Intl AP | CAN | 323 | 4090 | 45.471 | -73.741 | 6 | 4400 | QC | CAN_QC_Montreal-Trudeau.Intl.AP.716270_CWEC2016.epw | 1.1965 | 33.4719 | 335.9958 | 7.5507 | 18.099 | FALSE | FALSE | FALSE | FALSE | 12.385 | 16.2697 | 0 | 0.21423 | 0.0048524 | 78.3 | 0 | 44.149 | 1.0279 | 0.023283 | 375.71 | 0 | 1.1965 | 40 | 25.17 | 0 | 0 |  | file:///C:\Users\plopez\PycharmProjects\btap_batch\examples\idp\idp_example_sens\e867069b-485c-428d-a193-1d87e73038b3\output\f07d9550-72ba-48b6-a675-868193b223eb | 1.0.002 |  | docker run --rm -v C:\Users\plopez\PycharmProjects\btap_batch\examples\idp\idp_example_sens\e867069b-485c-428d-a193-1d87e73038b3\output:/btap_costing/utilities/btap_cli/output -v C:\Users\plopez\PycharmProjects\btap_batch\examples\idp\idp_example_sens\e867069b-485c-428d-a193-1d87e73038b3\input\f07d9550-72ba-48b6-a675-868193b223eb:/btap_costing/utilities/btap_cli/input btap_private_cli bundle exec ruby btap_cli.rb | -6.5 | -6.5 | 1 | 0.1 | 17.9 | tier_1 | 17.9
31 | 19 |  | TRUE | 56 | 0 | 0 | 255.127 |  |  |  | 0.1 | 2021-09-24 19:47:27 +0000 | 438c2ebff | 0.2.14 | :adv_dx_units: NECB_Default :airloop_economizer_type: NECB_Default :algorithm_type: sensitivity :analysis_id: e867069b-485c-428d-a193-1d87e73038b3 :analysis_name: idp_example_sens :boiler_eff: NECB_Default :btap_batch_version: 1.0.002 :building_type: FullServiceRestaurant :chiller_type: NECB_Default :compute_environment: local :datapoint_id: f23c2328-f6be-49b2-b6fb-4c098f5bd7de :daylighting_type: NECB_Default :dcv_type: NECB_Default :door_construction_cond: NECB_Default :ecm_system_name: NECB_Default :electrical_loads_scale: NECB_Default :enable_costing: true :epw_file: CAN_QC_Montreal-Trudeau.Intl.AP.716270_CWEC2016.epw :erv_package: NECB_Default :ext_floor_cond: '0.227' :ext_roof_cond: NECB_Default :ext_wall_cond: NECB_Default :fdwr_set: NECB_Default :fixed_wind_solar_trans: NECB_Default :fixed_window_cond: NECB_Default :furnace_eff: NECB_Default :glass_door_cond: NECB_Default :glass_door_solar_trans: NECB_Default :ground_floor_cond: NECB_Default :ground_roof_cond: NECB_Default :ground_wall_cond: NECB_Default :image_name: btap_private_cli :infiltration_scale: NECB_Default :lights_scale: NECB_Default :lights_type: NECB_Default :nv_delta_temp_in_out: NECB_Default :nv_opening_fraction: NECB_Default :nv_temp_out_min: NECB_Default :nv_type: NECB_Default :oa_scale: NECB_Default :occupancy_loads_scale: NECB_Default :output_meters: [] :output_variables: [] :overhead_door_cond: NECB_Default :primary_heating_fuel: Electricity :pv_ground_azimuth_angle: NECB_Default :pv_ground_module_description: NECB_Default :pv_ground_tilt_angle: NECB_Default :pv_ground_total_area_pv_panels_m2: NECB_Default :pv_ground_type: NECB_Default :rotation_degrees: '90.0' :run_annual_simulation: true :s3_bucket: '834599497928' :scale_x: '1.0' :scale_y: '1.0' :scale_z: '1.0' :scenario: :ext_floor_cond :shw_eff: NECB_Default :skylight_cond: NECB_Default :skylight_solar_trans: NECB_Default :srr_set: '0.0' :template: NECB2017 docker_command: docker run --rm -v C:\Users\plopez\PycharmProjects\btap_batch\examples\idp\idp_example_sens\e867069b-485c-428d-a193-1d87e73038b3\output:/btap_costing/utilities/btap_cli/output -v C:\Users\plopez\PycharmProjects\btap_batch\examples\idp\idp_example_sens\e867069b-485c-428d-a193-1d87e73038b3\input\f23c2328-f6be-49b2-b6fb-4c098f5bd7de:/btap_costing/utilities/btap_cli/input btap_private_cli bundle exec ruby btap_cli.rb | idp_example_sens | e867069b-485c-428d-a193-1d87e73038b3 | f23c2328-f6be-49b2-b6fb-4c098f5bd7de | NECB2017 | FullServiceRestaurant | Electricity | Electricity | CAN_QC_Montreal-Trudeau.Intl.AP.716270_CWEC2016.epw | sensitivity |  | NECB_Default | NECB_Default | NECB_Default | NECB_Default | NECB_Default | 0.227 | NECB_Default | NECB_Default | NECB_Default | NECB_Default | NECB_Default | NECB_Default | NECB_Default | NECB_Default | NECB_Default | NECB_Default | NECB_Default | NECB_Default | NECB_Default | NECB_Default | NECB_Default | NECB_Default | NECB_Default | NECB_Default | 0 | 90 | 1 | 1 | 1 | NECB_Default | NECB_Default | NECB_Default | NECB_Default | NECB_Default | NECB_Default | NECB_Default | NECB_Default | NECB_Default | NECB_Default | NECB_Default | NECB_Default | NECB_Default | NECB_Default | NECB_Default | NECB_Default | local | 834599497928 | btap_private_cli |  | TRUE | TRUE |  | :ext_floor_cond | 335.9957 | 40.225 | 198.8273 | 321.7147 | 511.15 | 845.2233 | 37.3 | FullServiceRestaurant |  |  | 0 | FullServiceRestaurant | 1 |  | 1 | NECB2017 | 0.35452 | 2384.1067 | 242.0252 | 11.7183 | 64.9441 | 31.8231 | 821.1983 | 470.6876 | MONTREAL | QUEBEC | 0.57333 | 0 | 0 | 0.57333 | 36.5151 | 0 | 0 | 36.5151 | 0 | 0.060726 | 0 | 0 | 1.4753 | 0.2285 | 0.08207 | 0.71576 | 0.067182 | 0.16792 | 0 | 0 | 1.4753 | 0.15318 | 365.8659 | 0 | 37.3 | 0.757 | [5 empty] | 0.156 | 0.247 | 1.9 |  | 0 | Montreal-Trudeau Intl AP | CAN | 323 | 4090 | 45.471 | -73.741 | 6 | 4400 | QC | CAN_QC_Montreal-Trudeau.Intl.AP.716270_CWEC2016.epw | 1.4754 | 40.225 | 335.9957 | 7.5507 | 18.099 | FALSE | FALSE | FALSE | FALSE | 12.385 | 16.2697 | 0 | 0.21423 | 0.0048524 | 78.3 | 0 | 44.149 | 1.0279 | 0.023283 | 375.71 | 0 | 1.4753 | 39.33 | 24.83 | 0 | 0 |  | file:///C:\Users\plopez\PycharmProjects\btap_batch\examples\idp\idp_example_sens\e867069b-485c-428d-a193-1d87e73038b3\output\f23c2328-f6be-49b2-b6fb-4c098f5bd7de | 1.0.002 |  | docker run --rm -v C:\Users\plopez\PycharmProjects\btap_batch\examples\idp\idp_example_sens\e867069b-485c-428d-a193-1d87e73038b3\output:/btap_costing/utilities/btap_cli/output -v C:\Users\plopez\PycharmProjects\btap_batch\examples\idp\idp_example_sens\e867069b-485c-428d-a193-1d87e73038b3\input\f23c2328-f6be-49b2-b6fb-4c098f5bd7de:/btap_costing/utilities/btap_cli/input btap_private_cli bundle exec ruby btap_cli.rb | 0.4 | 0.4 | 1 | 0.1 | -1.2 | non_compliant | -1.2
32 | 20 |  | TRUE | 56 | 0 | 0 | 255.5447 |  |  |  | 0.1 | 2021-09-24 19:47:26 +0000 | 438c2ebff | 0.2.14 | :adv_dx_units: NECB_Default :airloop_economizer_type: NECB_Default :algorithm_type: sensitivity :analysis_id: e867069b-485c-428d-a193-1d87e73038b3 :analysis_name: idp_example_sens :boiler_eff: NECB_Default :btap_batch_version: 1.0.002 :building_type: FullServiceRestaurant :chiller_type: NECB_Default :compute_environment: local :datapoint_id: a3ef16bf-0495-41aa-a463-2c6e99b707aa :daylighting_type: NECB_Default :dcv_type: NECB_Default :door_construction_cond: '1.6' :ecm_system_name: NECB_Default :electrical_loads_scale: NECB_Default :enable_costing: true :epw_file: CAN_QC_Montreal-Trudeau.Intl.AP.716270_CWEC2016.epw :erv_package: NECB_Default :ext_floor_cond: NECB_Default :ext_roof_cond: NECB_Default :ext_wall_cond: NECB_Default :fdwr_set: NECB_Default :fixed_wind_solar_trans: NECB_Default :fixed_window_cond: NECB_Default :furnace_eff: NECB_Default :glass_door_cond: NECB_Default :glass_door_solar_trans: NECB_Default :ground_floor_cond: NECB_Default :ground_roof_cond: NECB_Default :ground_wall_cond: NECB_Default :image_name: btap_private_cli :infiltration_scale: NECB_Default :lights_scale: NECB_Default :lights_type: NECB_Default :nv_delta_temp_in_out: NECB_Default :nv_opening_fraction: NECB_Default :nv_temp_out_min: NECB_Default :nv_type: NECB_Default :oa_scale: NECB_Default :occupancy_loads_scale: NECB_Default :output_meters: [] :output_variables: [] :overhead_door_cond: NECB_Default :primary_heating_fuel: Electricity :pv_ground_azimuth_angle: NECB_Default :pv_ground_module_description: NECB_Default :pv_ground_tilt_angle: NECB_Default :pv_ground_total_area_pv_panels_m2: NECB_Default :pv_ground_type: NECB_Default :rotation_degrees: '90.0' :run_annual_simulation: true :s3_bucket: '834599497928' :scale_x: '1.0' :scale_y: '1.0' :scale_z: '1.0' :scenario: :door_construction_cond :shw_eff: NECB_Default :skylight_cond: NECB_Default :skylight_solar_trans: NECB_Default :srr_set: '0.0' :template: NECB2017 docker_command: docker run --rm -v C:\Users\plopez\PycharmProjects\btap_batch\examples\idp\idp_example_sens\e867069b-485c-428d-a193-1d87e73038b3\output:/btap_costing/utilities/btap_cli/output -v C:\Users\plopez\PycharmProjects\btap_batch\examples\idp\idp_example_sens\e867069b-485c-428d-a193-1d87e73038b3\input\a3ef16bf-0495-41aa-a463-2c6e99b707aa:/btap_costing/utilities/btap_cli/input btap_private_cli bundle exec ruby btap_cli.rb | idp_example_sens | e867069b-485c-428d-a193-1d87e73038b3 | a3ef16bf-0495-41aa-a463-2c6e99b707aa | NECB2017 | FullServiceRestaurant | Electricity | Electricity | CAN_QC_Montreal-Trudeau.Intl.AP.716270_CWEC2016.epw | sensitivity |  | NECB_Default | NECB_Default | NECB_Default | NECB_Default | NECB_Default | NECB_Default | NECB_Default | NECB_Default | NECB_Default | NECB_Default | NECB_Default | NECB_Default | NECB_Default | NECB_Default | NECB_Default | NECB_Default | 1.6 | NECB_Default | NECB_Default | NECB_Default | NECB_Default | NECB_Default | NECB_Default | NECB_Default | 0 | 90 | 1 | 1 | 1 | NECB_Default | NECB_Default | NECB_Default | NECB_Default | NECB_Default | NECB_Default | NECB_Default | NECB_Default | NECB_Default | NECB_Default | NECB_Default | NECB_Default | NECB_Default | NECB_Default | NECB_Default | NECB_Default | local | 834599497928 | btap_private_cli |  | TRUE | TRUE |  | :door_construction_cond | 335.9957 | 40.225 | 198.8273 | 321.7147 | 511.15 | 845.2233 | 37.3 | FullServiceRestaurant |  |  | 0 | FullServiceRestaurant | 1 |  | 1 | NECB2017 | 0.35452 | 2384.1067 | 242.0252 | 11.7183 | 64.9441 | 31.8231 | 821.1983 | 470.6876 | MONTREAL | QUEBEC | 0.57333 | 0 | 0 | 0.57333 | 36.5151 | 0 | 0 | 36.5151 | 0 | 0.060726 | 0 | 0 | 1.4753 | 0.2285 | 0.08207 | 0.71576 | 0.067182 | 0.16792 | 0 | 0 | 1.4753 | 0.15318 | 365.8659 | 0 | 37.3 | 0.757 | [5 empty] | 0.156 | 0.247 | 1.9 |  | 0 | Montreal-Trudeau Intl AP | CAN | 323 | 4090 | 45.471 | -73.741 | 6 | 4400 | QC | CAN_QC_Montreal-Trudeau.Intl.AP.716270_CWEC2016.epw | 1.4754 | 40.225 | 335.9957 | 7.5507 | 18.099 | FALSE | FALSE | FALSE | FALSE | 12.385 | 16.2697 | 0 | 0.21423 | 0.0048524 | 78.3 | 0 | 44.149 | 1.0279 | 0.023283 | 375.71 | 0 | 1.4753 | 39.33 | 24.83 | 0 | 0 |  | file:///C:\Users\plopez\PycharmProjects\btap_batch\examples\idp\idp_example_sens\e867069b-485c-428d-a193-1d87e73038b3\output\a3ef16bf-0495-41aa-a463-2c6e99b707aa | 1.0.002 |  | docker run --rm -v C:\Users\plopez\PycharmProjects\btap_batch\examples\idp\idp_example_sens\e867069b-485c-428d-a193-1d87e73038b3\output:/btap_costing/utilities/btap_cli/output -v C:\Users\plopez\PycharmProjects\btap_batch\examples\idp\idp_example_sens\e867069b-485c-428d-a193-1d87e73038b3\input\a3ef16bf-0495-41aa-a463-2c6e99b707aa:/btap_costing/utilities/btap_cli/input btap_private_cli bundle exec ruby btap_cli.rb | 0.4 | 0.4 | 1 | 0.1 | -1.2 | non_compliant | -1.2
33 | 21 |  | TRUE | 56 | 0 | 0 | 255.1608 |  |  |  | 0.1 | 2021-09-24 19:47:26 +0000 | 438c2ebff | 0.2.14 | :adv_dx_units: NECB_Default :airloop_economizer_type: NECB_Default :algorithm_type: sensitivity :analysis_id: e867069b-485c-428d-a193-1d87e73038b3 :analysis_name: idp_example_sens :boiler_eff: NECB_Default :btap_batch_version: 1.0.002 :building_type: FullServiceRestaurant :chiller_type: NECB_Default :compute_environment: local :datapoint_id: 04107ccf-ee00-4fc3-9c5f-b30071bcecf7 :daylighting_type: NECB_Default :dcv_type: NECB_Default :door_construction_cond: NECB_Default :ecm_system_name: NECB_Default :electrical_loads_scale: NECB_Default :enable_costing: true :epw_file: CAN_QC_Montreal-Trudeau.Intl.AP.716270_CWEC2016.epw :erv_package: NECB_Default :ext_floor_cond: NECB_Default :ext_roof_cond: NECB_Default :ext_wall_cond: NECB_Default :fdwr_set: NECB_Default :fixed_wind_solar_trans: '0.6' :fixed_window_cond: NECB_Default :furnace_eff: NECB_Default :glass_door_cond: NECB_Default :glass_door_solar_trans: NECB_Default :ground_floor_cond: NECB_Default :ground_roof_cond: NECB_Default :ground_wall_cond: NECB_Default :image_name: btap_private_cli :infiltration_scale: NECB_Default :lights_scale: NECB_Default :lights_type: NECB_Default :nv_delta_temp_in_out: NECB_Default :nv_opening_fraction: NECB_Default :nv_temp_out_min: NECB_Default :nv_type: NECB_Default :oa_scale: NECB_Default :occupancy_loads_scale: NECB_Default :output_meters: [] :output_variables: [] :overhead_door_cond: NECB_Default :primary_heating_fuel: Electricity :pv_ground_azimuth_angle: NECB_Default :pv_ground_module_description: NECB_Default :pv_ground_tilt_angle: NECB_Default :pv_ground_total_area_pv_panels_m2: NECB_Default :pv_ground_type: NECB_Default :rotation_degrees: '90.0' :run_annual_simulation: true :s3_bucket: '834599497928' :scale_x: '1.0' :scale_y: '1.0' :scale_z: '1.0' :scenario: :fixed_wind_solar_trans :shw_eff: NECB_Default :skylight_cond: NECB_Default :skylight_solar_trans: NECB_Default :srr_set: '0.0' :template: NECB2017 docker_command: docker run --rm -v C:\Users\plopez\PycharmProjects\btap_batch\examples\idp\idp_example_sens\e867069b-485c-428d-a193-1d87e73038b3\output:/btap_costing/utilities/btap_cli/output -v C:\Users\plopez\PycharmProjects\btap_batch\examples\idp\idp_example_sens\e867069b-485c-428d-a193-1d87e73038b3\input\04107ccf-ee00-4fc3-9c5f-b30071bcecf7:/btap_costing/utilities/btap_cli/input btap_private_cli bundle exec ruby btap_cli.rb | idp_example_sens | e867069b-485c-428d-a193-1d87e73038b3 | 04107ccf-ee00-4fc3-9c5f-b30071bcecf7 | NECB2017 | FullServiceRestaurant | Electricity | Electricity | CAN_QC_Montreal-Trudeau.Intl.AP.716270_CWEC2016.epw | sensitivity |  | NECB_Default | NECB_Default | NECB_Default | NECB_Default | NECB_Default | NECB_Default | NECB_Default | NECB_Default | NECB_Default | NECB_Default | NECB_Default | NECB_Default | NECB_Default | NECB_Default | NECB_Default | NECB_Default | NECB_Default | NECB_Default | NECB_Default | NECB_Default | NECB_Default | 0.6 | NECB_Default | NECB_Default | 0 | 90 | 1 | 1 | 1 | NECB_Default | NECB_Default | NECB_Default | NECB_Default | NECB_Default | NECB_Default | NECB_Default | NECB_Default | NECB_Default | NECB_Default | NECB_Default | NECB_Default | NECB_Default | NECB_Default | NECB_Default | NECB_Default | local | 834599497928 | btap_private_cli |  | TRUE | TRUE |  | :fixed_wind_solar_trans | 335.9957 | 40.225 | 198.8273 | 321.7147 | 511.15 | 845.2233 | 37.3 | FullServiceRestaurant |  |  | 0 | FullServiceRestaurant | 1 |  | 1 | NECB2017 | 0.35452 | 2384.1067 | 242.0252 | 11.7183 | 64.9441 | 31.8231 | 821.1983 | 470.6876 | MONTREAL | QUEBEC | 0.57333 | 0 | 0 | 0.57333 | 36.5151 | 0 | 0 | 36.5151 | 0 | 0.060726 | 0 | 0 | 1.4753 | 0.2285 | 0.08207 | 0.71576 | 0.067182 | 0.16792 | 0 | 0 | 1.4753 | 0.15318 | 365.8659 | 0 | 37.3 | 0.757 | [5 empty] | 0.156 | 0.247 | 1.9 |  | 0 | Montreal-Trudeau Intl AP | CAN | 323 | 4090 | 45.471 | -73.741 | 6 | 4400 | QC | CAN_QC_Montreal-Trudeau.Intl.AP.716270_CWEC2016.epw | 1.4754 | 40.225 | 335.9957 | 7.5507 | 18.099 | FALSE | FALSE | FALSE | FALSE | 12.385 | 16.2697 | 0 | 0.21423 | 0.0048524 | 78.3 | 0 | 44.149 | 1.0279 | 0.023283 | 375.71 | 0 | 1.4753 | 39.33 | 24.83 | 0 | 0 |  | file:///C:\Users\plopez\PycharmProjects\btap_batch\examples\idp\idp_example_sens\e867069b-485c-428d-a193-1d87e73038b3\output\04107ccf-ee00-4fc3-9c5f-b30071bcecf7 | 1.0.002 |  | docker run --rm -v C:\Users\plopez\PycharmProjects\btap_batch\examples\idp\idp_example_sens\e867069b-485c-428d-a193-1d87e73038b3\output:/btap_costing/utilities/btap_cli/output -v C:\Users\plopez\PycharmProjects\btap_batch\examples\idp\idp_example_sens\e867069b-485c-428d-a193-1d87e73038b3\input\04107ccf-ee00-4fc3-9c5f-b30071bcecf7:/btap_costing/utilities/btap_cli/input btap_private_cli bundle exec ruby btap_cli.rb | 0.4 | 0.4 | 1 | 0.1 | -1.2 | non_compliant | -1.2
34 | 22 |  | TRUE | 58 | 0 | 0 | 256.1465 |  |  |  | 0.1 | 2021-09-24 19:47:27 +0000 | 438c2ebff | 0.2.14 | :adv_dx_units: NECB_Default :airloop_economizer_type: NECB_Default :algorithm_type: sensitivity :analysis_id: e867069b-485c-428d-a193-1d87e73038b3 :analysis_name: idp_example_sens :boiler_eff: NECB_Default :btap_batch_version: 1.0.002 :building_type: FullServiceRestaurant :chiller_type: NECB_Default :compute_environment: local :datapoint_id: 66b1f61a-c488-4965-9d0e-24af91897546 :daylighting_type: NECB_Default :dcv_type: Occupancy_based_DCV :door_construction_cond: NECB_Default :ecm_system_name: NECB_Default :electrical_loads_scale: NECB_Default :enable_costing: true :epw_file: CAN_QC_Montreal-Trudeau.Intl.AP.716270_CWEC2016.epw :erv_package: NECB_Default :ext_floor_cond: NECB_Default :ext_roof_cond: NECB_Default :ext_wall_cond: NECB_Default :fdwr_set: NECB_Default :fixed_wind_solar_trans: NECB_Default :fixed_window_cond: NECB_Default :furnace_eff: NECB_Default :glass_door_cond: NECB_Default :glass_door_solar_trans: NECB_Default :ground_floor_cond: NECB_Default :ground_roof_cond: NECB_Default :ground_wall_cond: NECB_Default :image_name: btap_private_cli :infiltration_scale: NECB_Default :lights_scale: NECB_Default :lights_type: NECB_Default :nv_delta_temp_in_out: NECB_Default :nv_opening_fraction: NECB_Default :nv_temp_out_min: NECB_Default :nv_type: NECB_Default :oa_scale: NECB_Default :occupancy_loads_scale: NECB_Default :output_meters: [] :output_variables: [] :overhead_door_cond: NECB_Default :primary_heating_fuel: Electricity :pv_ground_azimuth_angle: NECB_Default :pv_ground_module_description: NECB_Default :pv_ground_tilt_angle: NECB_Default :pv_ground_total_area_pv_panels_m2: NECB_Default :pv_ground_type: NECB_Default :rotation_degrees: '90.0' :run_annual_simulation: true :s3_bucket: '834599497928' :scale_x: '1.0' :scale_y: '1.0' :scale_z: '1.0' :scenario: :dcv_type :shw_eff: NECB_Default :skylight_cond: NECB_Default :skylight_solar_trans: NECB_Default :srr_set: '0.0' :template: NECB2017 docker_command: docker run --rm -v C:\Users\plopez\PycharmProjects\btap_batch\examples\idp\idp_example_sens\e867069b-485c-428d-a193-1d87e73038b3\output:/btap_costing/utilities/btap_cli/output -v C:\Users\plopez\PycharmProjects\btap_batch\examples\idp\idp_example_sens\e867069b-485c-428d-a193-1d87e73038b3\input\66b1f61a-c488-4965-9d0e-24af91897546:/btap_costing/utilities/btap_cli/input btap_private_cli bundle exec ruby btap_cli.rb | idp_example_sens | e867069b-485c-428d-a193-1d87e73038b3 | 66b1f61a-c488-4965-9d0e-24af91897546 | NECB2017 | FullServiceRestaurant | Electricity | Electricity | CAN_QC_Montreal-Trudeau.Intl.AP.716270_CWEC2016.epw | sensitivity |  | Occupancy_based_DCV | NECB_Default | NECB_Default | NECB_Default | NECB_Default | NECB_Default | NECB_Default | NECB_Default | NECB_Default | NECB_Default | NECB_Default | NECB_Default | NECB_Default | NECB_Default | NECB_Default | NECB_Default | NECB_Default | NECB_Default | NECB_Default | NECB_Default | NECB_Default | NECB_Default | NECB_Default | NECB_Default | 0 | 90 | 1 | 1 | 1 | NECB_Default | NECB_Default | NECB_Default | NECB_Default | NECB_Default | NECB_Default | NECB_Default | NECB_Default | NECB_Default | NECB_Default | NECB_Default | NECB_Default | NECB_Default | NECB_Default | NECB_Default | NECB_Default | local | 834599497928 | btap_private_cli |  | TRUE | TRUE |  | :dcv_type | 284.8923 | 36.1214 | 96.259 | 218.4073 | 511.15 | 845.2233 | 37.3 | FullServiceRestaurant |  |  | 0 | FullServiceRestaurant | 1 |  | 1 | NECB2017 | 0.35452 | 2384.1067 | 242.0252 | 11.7183 | 64.9441 | 31.8231 | 826.5954 | 476.0848 | MONTREAL | QUEBEC | 0.42076 | 0 | 0 | 0.42076 | 26.7982 | 0 | 0 | 26.7982 | 0 | 0.058124 | 0 | 0 | 1.0827 | 0.22843 | 0.061371 | 0.34653 | 0.067182 | 0.16792 | 0 | 0 | 1.0827 | 0.15318 | 321.4608 | 0 | 37.3 | 0.757 | [5 empty] | 0.156 | 0.247 | 1.9 |  | 0 | Montreal-Trudeau Intl AP | CAN | 323 | 4090 | 45.471 | -73.741 | 6 | 4400 | QC | CAN_QC_Montreal-Trudeau.Intl.AP.716270_CWEC2016.epw | 1.0827 | 36.1214 | 284.8923 | 7.5507 | 18.099 | FALSE | FALSE | FALSE | FALSE | 12.385 | 16.2697 | 0 | 0.21423 | 0.0048524 | 78.3 | 0 | 44.149 | 1.0279 | 0.023283 | 375.71 | 0 | 1.0827 | 39.33 | 25.17 | 0 | 0 |  | file:///C:\Users\plopez\PycharmProjects\btap_batch\examples\idp\idp_example_sens\e867069b-485c-428d-a193-1d87e73038b3\output\66b1f61a-c488-4965-9d0e-24af91897546 | 1.0.002 |  | docker run --rm -v C:\Users\plopez\PycharmProjects\btap_batch\examples\idp\idp_example_sens\e867069b-485c-428d-a193-1d87e73038b3\output:/btap_costing/utilities/btap_cli/output -v C:\Users\plopez\PycharmProjects\btap_batch\examples\idp\idp_example_sens\e867069b-485c-428d-a193-1d87e73038b3\input\66b1f61a-c488-4965-9d0e-24af91897546:/btap_costing/utilities/btap_cli/input btap_private_cli bundle exec ruby btap_cli.rb | -9.3 | -9.3 | 1 | 12.2 | 25.7 | tier_2 | 25.7
35 | 23 |  | TRUE | 56 | 0 | 0 | 255.8564 |  |  |  | 0.1 | 2021-09-24 19:47:27 +0000 | 438c2ebff | 0.2.14 | :adv_dx_units: NECB_Default :airloop_economizer_type: NECB_Default :algorithm_type: sensitivity :analysis_id: e867069b-485c-428d-a193-1d87e73038b3 :analysis_name: idp_example_sens :boiler_eff: NECB_Default :btap_batch_version: 1.0.002 :building_type: FullServiceRestaurant :chiller_type: NECB_Default :compute_environment: local :datapoint_id: d5d98717-6301-4289-88b7-19ffcc8a4ba5 :daylighting_type: NECB_Default :dcv_type: NECB_Default :door_construction_cond: NECB_Default :ecm_system_name: NECB_Default :electrical_loads_scale: NECB_Default :enable_costing: true :epw_file: CAN_QC_Montreal-Trudeau.Intl.AP.716270_CWEC2016.epw :erv_package: NECB_Default :ext_floor_cond: NECB_Default :ext_roof_cond: NECB_Default :ext_wall_cond: NECB_Default :fdwr_set: NECB_Default :fixed_wind_solar_trans: NECB_Default :fixed_window_cond: NECB_Default :furnace_eff: NECB_Default :glass_door_cond: NECB_Default :glass_door_solar_trans: NECB_Default :ground_floor_cond: NECB_Default :ground_roof_cond: NECB_Default :ground_wall_cond: NECB_Default :image_name: btap_private_cli :infiltration_scale: NECB_Default :lights_scale: NECB_Default :lights_type: NECB_Default :nv_delta_temp_in_out: NECB_Default :nv_opening_fraction: NECB_Default :nv_temp_out_min: NECB_Default :nv_type: NECB_Default :oa_scale: NECB_Default :occupancy_loads_scale: NECB_Default :output_meters: [] :output_variables: [] :overhead_door_cond: NECB_Default :primary_heating_fuel: Electricity :pv_ground_azimuth_angle: NECB_Default :pv_ground_module_description: NECB_Default :pv_ground_tilt_angle: NECB_Default :pv_ground_total_area_pv_panels_m2: NECB_Default :pv_ground_type: NECB_Default :rotation_degrees: '90.0' :run_annual_simulation: true :s3_bucket: '834599497928' :scale_x: '1.0' :scale_y: '1.0' :scale_z: '1.0' :scenario: :fixed_wind_solar_trans :shw_eff: NECB_Default :skylight_cond: NECB_Default :skylight_solar_trans: NECB_Default :srr_set: '0.0' :template: NECB2017 docker_command: docker run --rm -v C:\Users\plopez\PycharmProjects\btap_batch\examples\idp\idp_example_sens\e867069b-485c-428d-a193-1d87e73038b3\output:/btap_costing/utilities/btap_cli/output -v C:\Users\plopez\PycharmProjects\btap_batch\examples\idp\idp_example_sens\e867069b-485c-428d-a193-1d87e73038b3\input\d5d98717-6301-4289-88b7-19ffcc8a4ba5:/btap_costing/utilities/btap_cli/input btap_private_cli bundle exec ruby btap_cli.rb | idp_example_sens | e867069b-485c-428d-a193-1d87e73038b3 | d5d98717-6301-4289-88b7-19ffcc8a4ba5 | NECB2017 | FullServiceRestaurant | Electricity | Electricity | CAN_QC_Montreal-Trudeau.Intl.AP.716270_CWEC2016.epw | sensitivity |  | NECB_Default | NECB_Default | NECB_Default | NECB_Default | NECB_Default | NECB_Default | NECB_Default | NECB_Default | NECB_Default | NECB_Default | NECB_Default | NECB_Default | NECB_Default | NECB_Default | NECB_Default | NECB_Default | NECB_Default | NECB_Default | NECB_Default | NECB_Default | NECB_Default | NECB_Default | NECB_Default | NECB_Default | 0 | 90 | 1 | 1 | 1 | NECB_Default | NECB_Default | NECB_Default | NECB_Default | NECB_Default | NECB_Default | NECB_Default | NECB_Default | NECB_Default | NECB_Default | NECB_Default | NECB_Default | NECB_Default | NECB_Default | NECB_Default | NECB_Default | local | 834599497928 | btap_private_cli |  | TRUE | TRUE |  | :fixed_wind_solar_trans | 335.9957 | 40.225 | 198.8273 | 321.7147 | 511.15 | 845.2233 | 37.3 | FullServiceRestaurant |  |  | 0 | FullServiceRestaurant | 1 |  | 1 | NECB2017 | 0.35452 | 2384.1067 | 242.0252 | 11.7183 | 64.9441 | 31.8231 | 821.1983 | 470.6876 | MONTREAL | QUEBEC | 0.57333 | 0 | 0 | 0.57333 | 36.5151 | 0 | 0 | 36.5151 | 0 | 0.060726 | 0 | 0 | 1.4753 | 0.2285 | 0.08207 | 0.71576 | 0.067182 | 0.16792 | 0 | 0 | 1.4753 | 0.15318 | 365.8659 | 0 | 37.3 | 0.757 | [5 empty] | 0.156 | 0.247 | 1.9 |  | 0 | Montreal-Trudeau Intl AP | CAN | 323 | 4090 | 45.471 | -73.741 | 6 | 4400 | QC | CAN_QC_Montreal-Trudeau.Intl.AP.716270_CWEC2016.epw | 1.4754 | 40.225 | 335.9957 | 7.5507 | 18.099 | FALSE | FALSE | FALSE | FALSE | 12.385 | 16.2697 | 0 | 0.21423 | 0.0048524 | 78.3 | 0 | 44.149 | 1.0279 | 0.023283 | 375.71 | 0 | 1.4753 | 39.33 | 24.83 | 0 | 0 |  | file:///C:\Users\plopez\PycharmProjects\btap_batch\examples\idp\idp_example_sens\e867069b-485c-428d-a193-1d87e73038b3\output\d5d98717-6301-4289-88b7-19ffcc8a4ba5 | 1.0.002 |  | docker run --rm -v C:\Users\plopez\PycharmProjects\btap_batch\examples\idp\idp_example_sens\e867069b-485c-428d-a193-1d87e73038b3\output:/btap_costing/utilities/btap_cli/output -v C:\Users\plopez\PycharmProjects\btap_batch\examples\idp\idp_example_sens\e867069b-485c-428d-a193-1d87e73038b3\input\d5d98717-6301-4289-88b7-19ffcc8a4ba5:/btap_costing/utilities/btap_cli/input btap_private_cli bundle exec ruby btap_cli.rb | 0.4 | 0.4 | 1 | 0.1 | -1.2 | non_compliant | -1.2
36 | 24 |  | TRUE | 57 | 2 | 0 | 256.883 |  |  |  | 0.1 | 2021-09-24 19:47:27 +0000 | 438c2ebff | 0.2.14 | :adv_dx_units: NECB_Default :airloop_economizer_type: NECB_Default :algorithm_type: sensitivity :analysis_id: e867069b-485c-428d-a193-1d87e73038b3 :analysis_name: idp_example_sens :boiler_eff: NECB_Default :btap_batch_version: 1.0.002 :building_type: FullServiceRestaurant :chiller_type: NECB_Default :compute_environment: local :datapoint_id: 21162a2d-2ea5-4465-b52b-80beae1539d0 :daylighting_type: NECB_Default :dcv_type: NECB_Default :door_construction_cond: NECB_Default :ecm_system_name: NECB_Default :electrical_loads_scale: NECB_Default :enable_costing: true :epw_file: CAN_QC_Montreal-Trudeau.Intl.AP.716270_CWEC2016.epw :erv_package: Rotary-All :ext_floor_cond: NECB_Default :ext_roof_cond: NECB_Default :ext_wall_cond: NECB_Default :fdwr_set: NECB_Default :fixed_wind_solar_trans: NECB_Default :fixed_window_cond: NECB_Default :furnace_eff: NECB_Default :glass_door_cond: NECB_Default :glass_door_solar_trans: NECB_Default :ground_floor_cond: NECB_Default :ground_roof_cond: NECB_Default :ground_wall_cond: NECB_Default :image_name: btap_private_cli :infiltration_scale: NECB_Default :lights_scale: NECB_Default :lights_type: NECB_Default :nv_delta_temp_in_out: NECB_Default :nv_opening_fraction: NECB_Default :nv_temp_out_min: NECB_Default :nv_type: NECB_Default :oa_scale: NECB_Default :occupancy_loads_scale: NECB_Default :output_meters: [] :output_variables: [] :overhead_door_cond: NECB_Default :primary_heating_fuel: Electricity :pv_ground_azimuth_angle: NECB_Default :pv_ground_module_description: NECB_Default :pv_ground_tilt_angle: NECB_Default :pv_ground_total_area_pv_panels_m2: NECB_Default :pv_ground_type: NECB_Default :rotation_degrees: '90.0' :run_annual_simulation: true :s3_bucket: '834599497928' :scale_x: '1.0' :scale_y: '1.0' :scale_z: '1.0' :scenario: :erv_package :shw_eff: NECB_Default :skylight_cond: NECB_Default :skylight_solar_trans: NECB_Default :srr_set: '0.0' :template: NECB2017 docker_command: docker run --rm -v C:\Users\plopez\PycharmProjects\btap_batch\examples\idp\idp_example_sens\e867069b-485c-428d-a193-1d87e73038b3\output:/btap_costing/utilities/btap_cli/output -v C:\Users\plopez\PycharmProjects\btap_batch\examples\idp\idp_example_sens\e867069b-485c-428d-a193-1d87e73038b3\input\21162a2d-2ea5-4465-b52b-80beae1539d0:/btap_costing/utilities/btap_cli/input btap_private_cli bundle exec ruby btap_cli.rb | idp_example_sens | e867069b-485c-428d-a193-1d87e73038b3 | 21162a2d-2ea5-4465-b52b-80beae1539d0 | NECB2017 | FullServiceRestaurant | Electricity | Electricity | CAN_QC_Montreal-Trudeau.Intl.AP.716270_CWEC2016.epw | sensitivity |  | NECB_Default | NECB_Default | NECB_Default | Rotary-All | NECB_Default | NECB_Default | NECB_Default | NECB_Default | NECB_Default | NECB_Default | NECB_Default | NECB_Default | NECB_Default | NECB_Default | NECB_Default | NECB_Default | NECB_Default | NECB_Default | NECB_Default | NECB_Default | NECB_Default | NECB_Default | NECB_Default | NECB_Default | 0 | 90 | 1 | 1 | 1 | NECB_Default | NECB_Default | NECB_Default | NECB_Default | NECB_Default | NECB_Default | NECB_Default | NECB_Default | NECB_Default | NECB_Default | NECB_Default | NECB_Default | NECB_Default | NECB_Default | NECB_Default | NECB_Default | local | 834599497928 | btap_private_cli |  | TRUE | TRUE |  | :erv_package | 335.996 | 26.6775 | 40.4045 | 161.341 | 511.15 | 845.2233 | 37.3 | FullServiceRestaurant |  |  | 0 | FullServiceRestaurant | 1 |  | 1 | NECB2017 | 0.35452 | 2384.1067 | 242.0252 | 11.7183 | 64.9441 | 31.8231 | 821.1983 | 470.6876 | MONTREAL | QUEBEC | 0.34897 | 0 | 0 | 0.34897 | 22.2259 | 0 | 0 | 22.2259 | 0 | 0.053468 | 0 | 0 | 0.89799 | 0.22872 | 0.08207 | 0.14546 | 0.067182 | 0.16792 | 0 | 0 | 0.89799 | 0.15318 | 365.866 | 0 | 37.3 | 0.757 | [5 empty] | 0.156 | 0.247 | 1.9 |  | 0 | Montreal-Trudeau Intl AP | CAN | 323 | 4090 | 45.471 | -73.741 | 6 | 4400 | QC | CAN_QC_Montreal-Trudeau.Intl.AP.716270_CWEC2016.epw | 0.89802 | 26.6775 | 335.996 | 7.5507 | 18.099 | FALSE | FALSE | FALSE | FALSE | 12.385 | 16.2697 | 0 | 0.21423 | 0.0048524 | 78.3 | 0 | 44.149 | 1.0279 | 0.023283 | 375.71 | 0 | 0.89799 | 40.5 | 25.33 | 0 | 0 |  | file:///C:\Users\plopez\PycharmProjects\btap_batch\examples\idp\idp_example_sens\e867069b-485c-428d-a193-1d87e73038b3\output\21162a2d-2ea5-4465-b52b-80beae1539d0 | 1.0.002 |  | docker run --rm -v C:\Users\plopez\PycharmProjects\btap_batch\examples\idp\idp_example_sens\e867069b-485c-428d-a193-1d87e73038b3\output:/btap_costing/utilities/btap_cli/output -v C:\Users\plopez\PycharmProjects\btap_batch\examples\idp\idp_example_sens\e867069b-485c-428d-a193-1d87e73038b3\input\21162a2d-2ea5-4465-b52b-80beae1539d0:/btap_costing/utilities/btap_cli/input btap_private_cli bundle exec ruby btap_cli.rb | -13.9 | -13.9 | 1 | 0.1 | 38.4 | tier_2 | 38.4
37 | 25 |  | TRUE | 56 | 0 | 0 | 257.6473 |  |  |  | 0.1 | 2021-09-24 19:47:27 +0000 | 438c2ebff | 0.2.14 | :adv_dx_units: NECB_Default :airloop_economizer_type: NECB_Default :algorithm_type: sensitivity :analysis_id: e867069b-485c-428d-a193-1d87e73038b3 :analysis_name: idp_example_sens :boiler_eff: NECB_Default :btap_batch_version: 1.0.002 :building_type: FullServiceRestaurant :chiller_type: NECB_Default :compute_environment: local :datapoint_id: 58b1bfda-d9ee-4f1d-b9d7-e1b4d607d963 :daylighting_type: add_daylighting_controls :dcv_type: NECB_Default :door_construction_cond: NECB_Default :ecm_system_name: NECB_Default :electrical_loads_scale: NECB_Default :enable_costing: true :epw_file: CAN_QC_Montreal-Trudeau.Intl.AP.716270_CWEC2016.epw :erv_package: NECB_Default :ext_floor_cond: NECB_Default :ext_roof_cond: NECB_Default :ext_wall_cond: NECB_Default :fdwr_set: NECB_Default :fixed_wind_solar_trans: NECB_Default :fixed_window_cond: NECB_Default :furnace_eff: NECB_Default :glass_door_cond: NECB_Default :glass_door_solar_trans: NECB_Default :ground_floor_cond: NECB_Default :ground_roof_cond: NECB_Default :ground_wall_cond: NECB_Default :image_name: btap_private_cli :infiltration_scale: NECB_Default :lights_scale: NECB_Default :lights_type: NECB_Default :nv_delta_temp_in_out: NECB_Default :nv_opening_fraction: NECB_Default :nv_temp_out_min: NECB_Default :nv_type: NECB_Default :oa_scale: NECB_Default :occupancy_loads_scale: NECB_Default :output_meters: [] :output_variables: [] :overhead_door_cond: NECB_Default :primary_heating_fuel: Electricity :pv_ground_azimuth_angle: NECB_Default :pv_ground_module_description: NECB_Default :pv_ground_tilt_angle: NECB_Default :pv_ground_total_area_pv_panels_m2: NECB_Default :pv_ground_type: NECB_Default :rotation_degrees: '90.0' :run_annual_simulation: true :s3_bucket: '834599497928' :scale_x: '1.0' :scale_y: '1.0' :scale_z: '1.0' :scenario: :daylighting_type :shw_eff: NECB_Default :skylight_cond: NECB_Default :skylight_solar_trans: NECB_Default :srr_set: '0.0' :template: NECB2017 docker_command: docker run --rm -v C:\Users\plopez\PycharmProjects\btap_batch\examples\idp\idp_example_sens\e867069b-485c-428d-a193-1d87e73038b3\output:/btap_costing/utilities/btap_cli/output -v C:\Users\plopez\PycharmProjects\btap_batch\examples\idp\idp_example_sens\e867069b-485c-428d-a193-1d87e73038b3\input\58b1bfda-d9ee-4f1d-b9d7-e1b4d607d963:/btap_costing/utilities/btap_cli/input btap_private_cli bundle exec ruby btap_cli.rb | idp_example_sens | e867069b-485c-428d-a193-1d87e73038b3 | 58b1bfda-d9ee-4f1d-b9d7-e1b4d607d963 | NECB2017 | FullServiceRestaurant | Electricity | Electricity | CAN_QC_Montreal-Trudeau.Intl.AP.716270_CWEC2016.epw | sensitivity |  | NECB_Default | NECB_Default | NECB_Default | NECB_Default | NECB_Default | NECB_Default | NECB_Default | NECB_Default | NECB_Default | add_daylighting_controls | NECB_Default | NECB_Default | NECB_Default | NECB_Default | NECB_Default | NECB_Default | NECB_Default | NECB_Default | NECB_Default | NECB_Default | NECB_Default | NECB_Default | NECB_Default | NECB_Default | 0 | 90 | 1 | 1 | 1 | NECB_Default | NECB_Default | NECB_Default | NECB_Default | NECB_Default | NECB_Default | NECB_Default | NECB_Default | NECB_Default | NECB_Default | NECB_Default | NECB_Default | NECB_Default | NECB_Default | NECB_Default | NECB_Default | local | 834599497928 | btap_private_cli |  | TRUE | TRUE |  | :daylighting_type | 335.9957 | 40.225 | 198.8273 | 321.7147 | 511.15 | 845.2233 | 37.3 | FullServiceRestaurant |  |  | 0 | FullServiceRestaurant | 1 |  | 1 | NECB2017 | 0.35452 | 2384.1067 | 242.0252 | 11.7183 | 64.9441 | 31.8231 | 821.1983 | 470.6876 | MONTREAL | QUEBEC | 0.57333 | 0 | 0 | 0.57333 | 36.5151 | 0 | 0 | 36.5151 | 0 | 0.060726 | 0 | 0 | 1.4753 | 0.2285 | 0.08207 | 0.71576 | 0.067182 | 0.16792 | 0 | 0 | 1.4753 | 0.15318 | 365.8659 | 0 | 37.3 | 0.757 | [5 empty] | 0.156 | 0.247 | 1.9 |  | 0 | Montreal-Trudeau Intl AP | CAN | 323 | 4090 | 45.471 | -73.741 | 6 | 4400 | QC | CAN_QC_Montreal-Trudeau.Intl.AP.716270_CWEC2016.epw | 1.4754 | 40.225 | 335.9957 | 7.5507 | 18.099 | FALSE | FALSE | FALSE | FALSE | 12.385 | 16.2697 | 0 | 0.21423 | 0.0048524 | 78.3 | 0 | 44.149 | 1.0279 | 0.023283 | 375.71 | 0 | 1.4753 | 39.33 | 24.83 | 0 | 0 |  | file:///C:\Users\plopez\PycharmProjects\btap_batch\examples\idp\idp_example_sens\e867069b-485c-428d-a193-1d87e73038b3\output\58b1bfda-d9ee-4f1d-b9d7-e1b4d607d963 | 1.0.002 |  | docker run --rm -v C:\Users\plopez\PycharmProjects\btap_batch\examples\idp\idp_example_sens\e867069b-485c-428d-a193-1d87e73038b3\output:/btap_costing/utilities/btap_cli/output -v C:\Users\plopez\PycharmProjects\btap_batch\examples\idp\idp_example_sens\e867069b-485c-428d-a193-1d87e73038b3\input\58b1bfda-d9ee-4f1d-b9d7-e1b4d607d963:/btap_costing/utilities/btap_cli/input btap_private_cli bundle exec ruby btap_cli.rb | 0.4 | 0.4 | 1 | 0.1 | -1.2 | non_compliant | -1.2
38 | 26 |  | TRUE | 56 | 0 | 0 | 257.9191 |  |  |  | 0.1 | 2021-09-24 19:47:27 +0000 | 438c2ebff | 0.2.14 | :adv_dx_units: NECB_Default :airloop_economizer_type: NECB_Default :algorithm_type: sensitivity :analysis_id: e867069b-485c-428d-a193-1d87e73038b3 :analysis_name: idp_example_sens :boiler_eff: NECB_Default :btap_batch_version: 1.0.002 :building_type: FullServiceRestaurant :chiller_type: NECB_Default :compute_environment: local :datapoint_id: 487ed429-4319-4dc7-b2d5-76cc1a7ab74d :daylighting_type: NECB_Default :dcv_type: NECB_Default :door_construction_cond: '2.4' :ecm_system_name: NECB_Default :electrical_loads_scale: NECB_Default :enable_costing: true :epw_file: CAN_QC_Montreal-Trudeau.Intl.AP.716270_CWEC2016.epw :erv_package: NECB_Default :ext_floor_cond: NECB_Default :ext_roof_cond: NECB_Default :ext_wall_cond: NECB_Default :fdwr_set: NECB_Default :fixed_wind_solar_trans: NECB_Default :fixed_window_cond: NECB_Default :furnace_eff: NECB_Default :glass_door_cond: NECB_Default :glass_door_solar_trans: NECB_Default :ground_floor_cond: NECB_Default :ground_roof_cond: NECB_Default :ground_wall_cond: NECB_Default :image_name: btap_private_cli :infiltration_scale: NECB_Default :lights_scale: NECB_Default :lights_type: NECB_Default :nv_delta_temp_in_out: NECB_Default :nv_opening_fraction: NECB_Default :nv_temp_out_min: NECB_Default :nv_type: NECB_Default :oa_scale: NECB_Default :occupancy_loads_scale: NECB_Default :output_meters: [] :output_variables: [] :overhead_door_cond: NECB_Default :primary_heating_fuel: Electricity :pv_ground_azimuth_angle: NECB_Default :pv_ground_module_description: NECB_Default :pv_ground_tilt_angle: NECB_Default :pv_ground_total_area_pv_panels_m2: NECB_Default :pv_ground_type: NECB_Default :rotation_degrees: '90.0' :run_annual_simulation: true :s3_bucket: '834599497928' :scale_x: '1.0' :scale_y: '1.0' :scale_z: '1.0' :scenario: :door_construction_cond :shw_eff: NECB_Default :skylight_cond: NECB_Default :skylight_solar_trans: NECB_Default :srr_set: '0.0' :template: NECB2017 docker_command: docker run --rm -v C:\Users\plopez\PycharmProjects\btap_batch\examples\idp\idp_example_sens\e867069b-485c-428d-a193-1d87e73038b3\output:/btap_costing/utilities/btap_cli/output -v C:\Users\plopez\PycharmProjects\btap_batch\examples\idp\idp_example_sens\e867069b-485c-428d-a193-1d87e73038b3\input\487ed429-4319-4dc7-b2d5-76cc1a7ab74d:/btap_costing/utilities/btap_cli/input btap_private_cli bundle exec ruby btap_cli.rb | idp_example_sens | e867069b-485c-428d-a193-1d87e73038b3 | 487ed429-4319-4dc7-b2d5-76cc1a7ab74d | NECB2017 | FullServiceRestaurant | Electricity | Electricity | CAN_QC_Montreal-Trudeau.Intl.AP.716270_CWEC2016.epw | sensitivity |  | NECB_Default | NECB_Default | NECB_Default | NECB_Default | NECB_Default | NECB_Default | NECB_Default | NECB_Default | NECB_Default | NECB_Default | NECB_Default | NECB_Default | NECB_Default | NECB_Default | NECB_Default | NECB_Default | 2.4 | NECB_Default | NECB_Default | NECB_Default | NECB_Default | NECB_Default | NECB_Default | NECB_Default | 0 | 90 | 1 | 1 | 1 | NECB_Default | NECB_Default | NECB_Default | NECB_Default | NECB_Default | NECB_Default | NECB_Default | NECB_Default | NECB_Default | NECB_Default | NECB_Default | NECB_Default | NECB_Default | NECB_Default | NECB_Default | NECB_Default | local | 834599497928 | btap_private_cli |  | TRUE | TRUE |  | :door_construction_cond | 335.9957 | 40.225 | 198.8273 | 321.7147 | 511.15 | 845.2233 | 37.3 | FullServiceRestaurant |  |  | 0 | FullServiceRestaurant | 1 |  | 1 | NECB2017 | 0.35452 | 2384.1067 | 242.0252 | 11.7183 | 64.9441 | 31.8231 | 821.1983 | 470.6876 | MONTREAL | QUEBEC | 0.57333 | 0 | 0 | 0.57333 | 36.5151 | 0 | 0 | 36.5151 | 0 | 0.060726 | 0 | 0 | 1.4753 | 0.2285 | 0.08207 | 0.71576 | 0.067182 | 0.16792 | 0 | 0 | 1.4753 | 0.15318 | 365.8659 | 0 | 37.3 | 0.757 | [5 empty] | 0.156 | 0.247 | 1.9 |  | 0 | Montreal-Trudeau Intl AP | CAN | 323 | 4090 | 45.471 | -73.741 | 6 | 4400 | QC | CAN_QC_Montreal-Trudeau.Intl.AP.716270_CWEC2016.epw | 1.4754 | 40.225 | 335.9957 | 7.5507 | 18.099 | FALSE | FALSE | FALSE | FALSE | 12.385 | 16.2697 | 0 | 0.21423 | 0.0048524 | 78.3 | 0 | 44.149 | 1.0279 | 0.023283 | 375.71 | 0 | 1.4753 | 39.33 | 24.83 | 0 | 0 |  | file:///C:\Users\plopez\PycharmProjects\btap_batch\examples\idp\idp_example_sens\e867069b-485c-428d-a193-1d87e73038b3\output\487ed429-4319-4dc7-b2d5-76cc1a7ab74d | 1.0.002 |  | docker run --rm -v C:\Users\plopez\PycharmProjects\btap_batch\examples\idp\idp_example_sens\e867069b-485c-428d-a193-1d87e73038b3\output:/btap_costing/utilities/btap_cli/output -v C:\Users\plopez\PycharmProjects\btap_batch\examples\idp\idp_example_sens\e867069b-485c-428d-a193-1d87e73038b3\input\487ed429-4319-4dc7-b2d5-76cc1a7ab74d:/btap_costing/utilities/btap_cli/input btap_private_cli bundle exec ruby btap_cli.rb | 0.4 | 0.4 | 1 | 0.1 | -1.2 | non_compliant | -1.2
39 | 27 |  | TRUE | 56 | 0 | 0 | 258.175 |  |  |  | 0.1 | 2021-09-24 19:47:46 +0000 | 438c2ebff | 0.2.14 | :adv_dx_units: NECB_Default :airloop_economizer_type: NECB_Default :algorithm_type: sensitivity :analysis_id: e867069b-485c-428d-a193-1d87e73038b3 :analysis_name: idp_example_sens :boiler_eff: NECB_Default :btap_batch_version: 1.0.002 :building_type: FullServiceRestaurant :chiller_type: NECB_Default :compute_environment: local :datapoint_id: 6214dead-f15c-4156-9aeb-f25fe9593b91 :daylighting_type: NECB_Default :dcv_type: NECB_Default :door_construction_cond: NECB_Default :ecm_system_name: NECB_Default :electrical_loads_scale: NECB_Default :enable_costing: true :epw_file: CAN_QC_Montreal-Trudeau.Intl.AP.716270_CWEC2016.epw :erv_package: NECB_Default :ext_floor_cond: NECB_Default :ext_roof_cond: NECB_Default :ext_wall_cond: NECB_Default :fdwr_set: NECB_Default :fixed_wind_solar_trans: '0.2' :fixed_window_cond: NECB_Default :furnace_eff: NECB_Default :glass_door_cond: NECB_Default :glass_door_solar_trans: NECB_Default :ground_floor_cond: NECB_Default :ground_roof_cond: NECB_Default :ground_wall_cond: NECB_Default :image_name: btap_private_cli :infiltration_scale: NECB_Default :lights_scale: NECB_Default :lights_type: NECB_Default :nv_delta_temp_in_out: NECB_Default :nv_opening_fraction: NECB_Default :nv_temp_out_min: NECB_Default :nv_type: NECB_Default :oa_scale: NECB_Default :occupancy_loads_scale: NECB_Default :output_meters: [] :output_variables: [] :overhead_door_cond: NECB_Default :primary_heating_fuel: Electricity :pv_ground_azimuth_angle: NECB_Default :pv_ground_module_description: NECB_Default :pv_ground_tilt_angle: NECB_Default :pv_ground_total_area_pv_panels_m2: NECB_Default :pv_ground_type: NECB_Default :rotation_degrees: '90.0' :run_annual_simulation: true :s3_bucket: '834599497928' :scale_x: '1.0' :scale_y: '1.0' :scale_z: '1.0' :scenario: :fixed_wind_solar_trans :shw_eff: NECB_Default :skylight_cond: NECB_Default :skylight_solar_trans: NECB_Default :srr_set: '0.0' :template: NECB2017 docker_command: docker run --rm -v C:\Users\plopez\PycharmProjects\btap_batch\examples\idp\idp_example_sens\e867069b-485c-428d-a193-1d87e73038b3\output:/btap_costing/utilities/btap_cli/output -v C:\Users\plopez\PycharmProjects\btap_batch\examples\idp\idp_example_sens\e867069b-485c-428d-a193-1d87e73038b3\input\6214dead-f15c-4156-9aeb-f25fe9593b91:/btap_costing/utilities/btap_cli/input btap_private_cli bundle exec ruby btap_cli.rb | idp_example_sens | e867069b-485c-428d-a193-1d87e73038b3 | 6214dead-f15c-4156-9aeb-f25fe9593b91 | NECB2017 | FullServiceRestaurant | Electricity | Electricity | CAN_QC_Montreal-Trudeau.Intl.AP.716270_CWEC2016.epw | sensitivity |  | NECB_Default | NECB_Default | NECB_Default | NECB_Default | NECB_Default | NECB_Default | NECB_Default | NECB_Default | NECB_Default | NECB_Default | NECB_Default | NECB_Default | NECB_Default | NECB_Default | NECB_Default | NECB_Default | NECB_Default | NECB_Default | NECB_Default | NECB_Default | NECB_Default | 0.2 | NECB_Default | NECB_Default | 0 | 90 | 1 | 1 | 1 | NECB_Default | NECB_Default | NECB_Default | NECB_Default | NECB_Default | NECB_Default | NECB_Default | NECB_Default | NECB_Default | NECB_Default | NECB_Default | NECB_Default | NECB_Default | NECB_Default | NECB_Default | NECB_Default | local | 834599497928 | btap_private_cli |  | TRUE | TRUE |  | :fixed_wind_solar_trans | 341.9858 | 33.8682 | 218.5105 | 327.1001 | 511.15 | 845.2233 | 37.3 | FullServiceRestaurant |  |  | 0 | FullServiceRestaurant | 1 |  | 1 | NECB2017 | 0.35452 | 2384.1067 | 242.2608 | 11.7183 | 64.9441 | 31.8231 | 753.6379 | 402.8916 | MONTREAL | QUEBEC | 0.58087 | 0 | 0 | 0.58087 | 36.995 | 0 | 0 | 36.995 | 0 | 0.042414 | 0 | 0 | 1.4947 | 0.19532 | 0.08207 | 0.78664 | 0.067182 | 0.16792 | 0 | 0 | 1.4947 | 0.15318 | 372.2705 | 0 | 37.3 | 0.757 | [5 empty] | 0.156 | 0.247 | 1.9 |  | 0 | Montreal-Trudeau Intl AP | CAN | 323 | 4090 | 45.471 | -73.741 | 6 | 4400 | QC | CAN_QC_Montreal-Trudeau.Intl.AP.716270_CWEC2016.epw | 1.4947 | 33.8682 | 341.9858 | 7.5507 | 18.099 | FALSE | FALSE | FALSE | FALSE | 12.385 | 16.2697 | 0 | 0.21423 | 0.0048524 | 78.3 | 0 | 44.149 | 1.0279 | 0.023283 | 375.71 | 0 | 1.4947 | 19.17 | 8.67 | 0 | 0 |  | file:///C:\Users\plopez\PycharmProjects\btap_batch\examples\idp\idp_example_sens\e867069b-485c-428d-a193-1d87e73038b3\output\6214dead-f15c-4156-9aeb-f25fe9593b91 | 1.0.002 |  | docker run --rm -v C:\Users\plopez\PycharmProjects\btap_batch\examples\idp\idp_example_sens\e867069b-485c-428d-a193-1d87e73038b3\output:/btap_costing/utilities/btap_cli/output -v C:\Users\plopez\PycharmProjects\btap_batch\examples\idp\idp_example_sens\e867069b-485c-428d-a193-1d87e73038b3\input\6214dead-f15c-4156-9aeb-f25fe9593b91:/btap_costing/utilities/btap_cli/input btap_private_cli bundle exec ruby btap_cli.rb | 0.9 | 0.9 | 1 | -1.7 | -2.5 | non_compliant | -2.5
40 | 28 |  | TRUE | 56 | 0 | 0 | 258.5313 |  |  |  | 0.1 | 2021-09-24 19:47:46 +0000 | 438c2ebff | 0.2.14 | :adv_dx_units: NECB_Default :airloop_economizer_type: NECB_Default :algorithm_type: sensitivity :analysis_id: e867069b-485c-428d-a193-1d87e73038b3 :analysis_name: idp_example_sens :boiler_eff: NECB_Default :btap_batch_version: 1.0.002 :building_type: FullServiceRestaurant :chiller_type: NECB_Default :compute_environment: local :datapoint_id: 5e3cd039-f3ff-4979-a78d-383e4d8aa873 :daylighting_type: NECB_Default :dcv_type: NECB_Default :door_construction_cond: NECB_Default :ecm_system_name: NECB_Default :electrical_loads_scale: NECB_Default :enable_costing: true :epw_file: CAN_QC_Montreal-Trudeau.Intl.AP.716270_CWEC2016.epw :erv_package: NECB_Default :ext_floor_cond: NECB_Default :ext_roof_cond: NECB_Default :ext_wall_cond: NECB_Default :fdwr_set: NECB_Default :fixed_wind_solar_trans: '0.3' :fixed_window_cond: NECB_Default :furnace_eff: NECB_Default :glass_door_cond: NECB_Default :glass_door_solar_trans: NECB_Default :ground_floor_cond: NECB_Default :ground_roof_cond: NECB_Default :ground_wall_cond: NECB_Default :image_name: btap_private_cli :infiltration_scale: NECB_Default :lights_scale: NECB_Default :lights_type: NECB_Default :nv_delta_temp_in_out: NECB_Default :nv_opening_fraction: NECB_Default :nv_temp_out_min: NECB_Default :nv_type: NECB_Default :oa_scale: NECB_Default :occupancy_loads_scale: NECB_Default :output_meters: [] :output_variables: [] :overhead_door_cond: NECB_Default :primary_heating_fuel: Electricity :pv_ground_azimuth_angle: NECB_Default :pv_ground_module_description: NECB_Default :pv_ground_tilt_angle: NECB_Default :pv_ground_total_area_pv_panels_m2: NECB_Default :pv_ground_type: NECB_Default :rotation_degrees: '90.0' :run_annual_simulation: true :s3_bucket: '834599497928' :scale_x: '1.0' :scale_y: '1.0' :scale_z: '1.0' :scenario: :fixed_wind_solar_trans :shw_eff: NECB_Default :skylight_cond: NECB_Default :skylight_solar_trans: NECB_Default :srr_set: '0.0' :template: NECB2017 docker_command: docker run --rm -v C:\Users\plopez\PycharmProjects\btap_batch\examples\idp\idp_example_sens\e867069b-485c-428d-a193-1d87e73038b3\output:/btap_costing/utilities/btap_cli/output -v C:\Users\plopez\PycharmProjects\btap_batch\examples\idp\idp_example_sens\e867069b-485c-428d-a193-1d87e73038b3\input\5e3cd039-f3ff-4979-a78d-383e4d8aa873:/btap_costing/utilities/btap_cli/input btap_private_cli bundle exec ruby btap_cli.rb | idp_example_sens | e867069b-485c-428d-a193-1d87e73038b3 | 5e3cd039-f3ff-4979-a78d-383e4d8aa873 | NECB2017 | FullServiceRestaurant | Electricity | Electricity | CAN_QC_Montreal-Trudeau.Intl.AP.716270_CWEC2016.epw | sensitivity |  | NECB_Default | NECB_Default | NECB_Default | NECB_Default | NECB_Default | NECB_Default | NECB_Default | NECB_Default | NECB_Default | NECB_Default | NECB_Default | NECB_Default | NECB_Default | NECB_Default | NECB_Default | NECB_Default | NECB_Default | NECB_Default | NECB_Default | NECB_Default | NECB_Default | 0.3 | NECB_Default | NECB_Default | 0 | 90 | 1 | 1 | 1 | NECB_Default | NECB_Default | NECB_Default | NECB_Default | NECB_Default | NECB_Default | NECB_Default | NECB_Default | NECB_Default | NECB_Default | NECB_Default | NECB_Default | NECB_Default | NECB_Default | NECB_Default | NECB_Default | local | 834599497928 | btap_private_cli |  | TRUE | TRUE |  | :fixed_wind_solar_trans | 340.6647 | 34.6542 | 214.7011 | 325.8393 | 511.15 | 845.2233 | 37.3 | FullServiceRestaurant |  |  | 0 | FullServiceRestaurant | 1 |  | 1 | NECB2017 | 0.35452 | 2384.1067 | 242.5404 | 11.7183 | 64.9441 | 31.8231 | 762.2149 | 411.1889 | MONTREAL | QUEBEC | 0.57909 | 0 | 0 | 0.57909 | 36.8822 | 0 | 0 | 36.8822 | 0 | 0.045114 | 0 | 0 | 1.4902 | 0.2018 | 0.08207 | 0.77292 | 0.067182 | 0.16792 | 0 | 0 | 1.4902 | 0.15318 | 371.245 | 0 | 37.3 | 0.757 | [5 empty] | 0.156 | 0.247 | 1.9 |  | 0 | Montreal-Trudeau Intl AP | CAN | 323 | 4090 | 45.471 | -73.741 | 6 | 4400 | QC | CAN_QC_Montreal-Trudeau.Intl.AP.716270_CWEC2016.epw | 1.4902 | 34.6542 | 340.6647 | 7.5507 | 18.099 | FALSE | FALSE | FALSE | FALSE | 12.385 | 16.2697 | 0 | 0.21423 | 0.0048524 | 78.3 | 0 | 44.149 | 1.0279 | 0.023283 | 375.71 | 0 | 1.4902 | 20.17 | 10 | 0 | 0 |  | file:///C:\Users\plopez\PycharmProjects\btap_batch\examples\idp\idp_example_sens\e867069b-485c-428d-a193-1d87e73038b3\output\5e3cd039-f3ff-4979-a78d-383e4d8aa873 | 1.0.002 |  | docker run --rm -v C:\Users\plopez\PycharmProjects\btap_batch\examples\idp\idp_example_sens\e867069b-485c-428d-a193-1d87e73038b3\output:/btap_costing/utilities/btap_cli/output -v C:\Users\plopez\PycharmProjects\btap_batch\examples\idp\idp_example_sens\e867069b-485c-428d-a193-1d87e73038b3\input\5e3cd039-f3ff-4979-a78d-383e4d8aa873:/btap_costing/utilities/btap_cli/input btap_private_cli bundle exec ruby btap_cli.rb | 0.8 | 0.8 | 1 | -1.4 | -2.2 | non_compliant | -2.2
41 | 29 |  | TRUE | 56 | 0 | 0 | 259.9321 |  |  |  | 0.1 | 2021-09-24 19:47:48 +0000 | 438c2ebff | 0.2.14 | :adv_dx_units: Carrier WeatherExpert :airloop_economizer_type: NECB_Default :algorithm_type: sensitivity :analysis_id: e867069b-485c-428d-a193-1d87e73038b3 :analysis_name: idp_example_sens :boiler_eff: NECB_Default :btap_batch_version: 1.0.002 :building_type: FullServiceRestaurant :chiller_type: NECB_Default :compute_environment: local :datapoint_id: 892f283b-b439-4e99-b674-466fdbadb49a :daylighting_type: NECB_Default :dcv_type: NECB_Default :door_construction_cond: NECB_Default :ecm_system_name: NECB_Default :electrical_loads_scale: NECB_Default :enable_costing: true :epw_file: CAN_QC_Montreal-Trudeau.Intl.AP.716270_CWEC2016.epw :erv_package: NECB_Default :ext_floor_cond: NECB_Default :ext_roof_cond: NECB_Default :ext_wall_cond: NECB_Default :fdwr_set: NECB_Default :fixed_wind_solar_trans: NECB_Default :fixed_window_cond: NECB_Default :furnace_eff: NECB_Default :glass_door_cond: NECB_Default :glass_door_solar_trans: NECB_Default :ground_floor_cond: NECB_Default :ground_roof_cond: NECB_Default :ground_wall_cond: NECB_Default :image_name: btap_private_cli :infiltration_scale: NECB_Default :lights_scale: NECB_Default :lights_type: NECB_Default :nv_delta_temp_in_out: NECB_Default :nv_opening_fraction: NECB_Default :nv_temp_out_min: NECB_Default :nv_type: NECB_Default :oa_scale: NECB_Default :occupancy_loads_scale: NECB_Default :output_meters: [] :output_variables: [] :overhead_door_cond: NECB_Default :primary_heating_fuel: Electricity :pv_ground_azimuth_angle: NECB_Default :pv_ground_module_description: NECB_Default :pv_ground_tilt_angle: NECB_Default :pv_ground_total_area_pv_panels_m2: NECB_Default :pv_ground_type: NECB_Default :rotation_degrees: '90.0' :run_annual_simulation: true :s3_bucket: '834599497928' :scale_x: '1.0' :scale_y: '1.0' :scale_z: '1.0' :scenario: :adv_dx_units :shw_eff: NECB_Default :skylight_cond: NECB_Default :skylight_solar_trans: NECB_Default :srr_set: '0.0' :template: NECB2017 docker_command: docker run --rm -v C:\Users\plopez\PycharmProjects\btap_batch\examples\idp\idp_example_sens\e867069b-485c-428d-a193-1d87e73038b3\output:/btap_costing/utilities/btap_cli/output -v C:\Users\plopez\PycharmProjects\btap_batch\examples\idp\idp_example_sens\e867069b-485c-428d-a193-1d87e73038b3\input\892f283b-b439-4e99-b674-466fdbadb49a:/btap_costing/utilities/btap_cli/input btap_private_cli bundle exec ruby btap_cli.rb | idp_example_sens | e867069b-485c-428d-a193-1d87e73038b3 | 892f283b-b439-4e99-b674-466fdbadb49a | NECB2017 | FullServiceRestaurant | Electricity | Electricity | CAN_QC_Montreal-Trudeau.Intl.AP.716270_CWEC2016.epw | sensitivity |  | NECB_Default | NECB_Default | NECB_Default | NECB_Default | NECB_Default | NECB_Default | NECB_Default | NECB_Default | NECB_Default | NECB_Default | NECB_Default | NECB_Default | NECB_Default | NECB_Default | NECB_Default | NECB_Default | NECB_Default | NECB_Default | NECB_Default | NECB_Default | NECB_Default | NECB_Default | NECB_Default | NECB_Default | 0 | 90 | 1 | 1 | 1 | NECB_Default | NECB_Default | NECB_Default | NECB_Default | NECB_Default | Carrier WeatherExpert | NECB_Default | NECB_Default | NECB_Default | NECB_Default | NECB_Default | NECB_Default | NECB_Default | NECB_Default | NECB_Default | NECB_Default | local | 834599497928 | btap_private_cli |  | TRUE | TRUE |  | :adv_dx_units | 335.9957 | 29.7256 | 198.8273 | 317.7802 | 511.15 | 845.2233 | 37.3 | FullServiceRestaurant |  |  | 0 | FullServiceRestaurant | 1 |  | 1 | NECB2017 | 0.35452 | 2384.1067 | 242.0252 | 11.7183 | 64.9441 | 31.8231 | 830.4695 | 479.9588 | MONTREAL | QUEBEC | 0.56783 | 0 | 0 | 0.56783 | 36.1646 | 0 | 0 | 36.1646 | 0 | 0.046562 | 0 | 0 | 1.4612 | 0.2285 | 0.08207 | 0.71576 | 0.067182 | 0.16792 | 0 | 0 | 1.4612 | 0.15318 | 365.8659 | 0 | 37.3 | 0.757 | [5 empty] | 0.156 | 0.247 | 1.9 |  | 0 | Montreal-Trudeau Intl AP | CAN | 323 | 4090 | 45.471 | -73.741 | 6 | 4400 | QC | CAN_QC_Montreal-Trudeau.Intl.AP.716270_CWEC2016.epw | 1.4612 | 29.7256 | 335.9957 | 7.5507 | 18.099 | FALSE | FALSE | FALSE | FALSE | 12.385 | 16.2697 | 0 | 0.21423 | 0.0048524 | 78.3 | 0 | 44.149 | 1.0279 | 0.023283 | 375.71 | 0 | 1.4612 | 39.33 | 24.83 | 0 | 0 |  | file:///C:\Users\plopez\PycharmProjects\btap_batch\examples\idp\idp_example_sens\e867069b-485c-428d-a193-1d87e73038b3\output\892f283b-b439-4e99-b674-466fdbadb49a | 1.0.002 |  | docker run --rm -v C:\Users\plopez\PycharmProjects\btap_batch\examples\idp\idp_example_sens\e867069b-485c-428d-a193-1d87e73038b3\output:/btap_costing/utilities/btap_cli/output -v C:\Users\plopez\PycharmProjects\btap_batch\examples\idp\idp_example_sens\e867069b-485c-428d-a193-1d87e73038b3\input\892f283b-b439-4e99-b674-466fdbadb49a:/btap_costing/utilities/btap_cli/input btap_private_cli bundle exec ruby btap_cli.rb | 0.1 | 0.1 | 1 | 0.1 | -0.2 | non_compliant | -0.2
42 | 30 |  | TRUE | 56 | 0 | 0 | 259.6963 |  |  |  | 0.1 | 2021-09-24 19:47:48 +0000 | 438c2ebff | 0.2.14 | :adv_dx_units: NECB_Default :airloop_economizer_type: NECB_Default :algorithm_type: sensitivity :analysis_id: e867069b-485c-428d-a193-1d87e73038b3 :analysis_name: idp_example_sens :boiler_eff: NECB_Default :btap_batch_version: 1.0.002 :building_type: FullServiceRestaurant :chiller_type: NECB_Default :compute_environment: local :datapoint_id: 545bf239-e5f7-4bc2-8ee6-51c5c5ea18e8 :daylighting_type: NECB_Default :dcv_type: NECB_Default :door_construction_cond: NECB_Default :ecm_system_name: NECB_Default :electrical_loads_scale: NECB_Default :enable_costing: true :epw_file: CAN_QC_Montreal-Trudeau.Intl.AP.716270_CWEC2016.epw :erv_package: NECB_Default :ext_floor_cond: NECB_Default :ext_roof_cond: NECB_Default :ext_wall_cond: NECB_Default :fdwr_set: NECB_Default :fixed_wind_solar_trans: NECB_Default :fixed_window_cond: NECB_Default :furnace_eff: NECB_Default :glass_door_cond: NECB_Default :glass_door_solar_trans: NECB_Default :ground_floor_cond: NECB_Default :ground_roof_cond: NECB_Default :ground_wall_cond: NECB_Default :image_name: btap_private_cli :infiltration_scale: NECB_Default :lights_scale: NECB_Default :lights_type: NECB_Default :nv_delta_temp_in_out: NECB_Default :nv_opening_fraction: NECB_Default :nv_temp_out_min: NECB_Default :nv_type: NECB_Default :oa_scale: NECB_Default :occupancy_loads_scale: NECB_Default :output_meters: [] :output_variables: [] :overhead_door_cond: NECB_Default :primary_heating_fuel: Electricity :pv_ground_azimuth_angle: NECB_Default :pv_ground_module_description: NECB_Default :pv_ground_tilt_angle: NECB_Default :pv_ground_total_area_pv_panels_m2: NECB_Default :pv_ground_type: NECB_Default :rotation_degrees: '90.0' :run_annual_simulation: true :s3_bucket: '834599497928' :scale_x: '1.0' :scale_y: '1.0' :scale_z: '1.0' :scenario: :ground_roof_cond :shw_eff: NECB_Default :skylight_cond: NECB_Default :skylight_solar_trans: NECB_Default :srr_set: '0.0' :template: NECB2017 docker_command: docker run --rm -v C:\Users\plopez\PycharmProjects\btap_batch\examples\idp\idp_example_sens\e867069b-485c-428d-a193-1d87e73038b3\output:/btap_costing/utilities/btap_cli/output -v C:\Users\plopez\PycharmProjects\btap_batch\examples\idp\idp_example_sens\e867069b-485c-428d-a193-1d87e73038b3\input\545bf239-e5f7-4bc2-8ee6-51c5c5ea18e8:/btap_costing/utilities/btap_cli/input btap_private_cli bundle exec ruby btap_cli.rb | idp_example_sens | e867069b-485c-428d-a193-1d87e73038b3 | 545bf239-e5f7-4bc2-8ee6-51c5c5ea18e8 | NECB2017 | FullServiceRestaurant | Electricity | Electricity | CAN_QC_Montreal-Trudeau.Intl.AP.716270_CWEC2016.epw | sensitivity |  | NECB_Default | NECB_Default | NECB_Default | NECB_Default | NECB_Default | NECB_Default | NECB_Default | NECB_Default | NECB_Default | NECB_Default | NECB_Default | NECB_Default | NECB_Default | NECB_Default | NECB_Default | NECB_Default | NECB_Default | NECB_Default | NECB_Default | NECB_Default | NECB_Default | NECB_Default | NECB_Default | NECB_Default | 0 | 90 | 1 | 1 | 1 | NECB_Default | NECB_Default | NECB_Default | NECB_Default | NECB_Default | NECB_Default | NECB_Default | NECB_Default | NECB_Default | NECB_Default | NECB_Default | NECB_Default | NECB_Default | NECB_Default | NECB_Default | NECB_Default | local | 834599497928 | btap_private_cli |  | TRUE | TRUE |  | :ground_roof_cond | 335.9957 | 40.225 | 198.8273 | 321.7147 | 511.15 | 845.2233 | 37.3 | FullServiceRestaurant |  |  | 0 | FullServiceRestaurant | 1 |  | 1 | NECB2017 | 0.35452 | 2384.1067 | 242.0252 | 11.7183 | 64.9441 | 31.8231 | 821.1983 | 470.6876 | MONTREAL | QUEBEC | 0.57333 | 0 | 0 | 0.57333 | 36.5151 | 0 | 0 | 36.5151 | 0 | 0.060726 | 0 | 0 | 1.4753 | 0.2285 | 0.08207 | 0.71576 | 0.067182 | 0.16792 | 0 | 0 | 1.4753 | 0.15318 | 365.8659 | 0 | 37.3 | 0.757 | [5 empty] | 0.156 | 0.247 | 1.9 |  | 0 | Montreal-Trudeau Intl AP | CAN | 323 | 4090 | 45.471 | -73.741 | 6 | 4400 | QC | CAN_QC_Montreal-Trudeau.Intl.AP.716270_CWEC2016.epw | 1.4754 | 40.225 | 335.9957 | 7.5507 | 18.099 | FALSE | FALSE | FALSE | FALSE | 12.385 | 16.2697 | 0 | 0.21423 | 0.0048524 | 78.3 | 0 | 44.149 | 1.0279 | 0.023283 | 375.71 | 0 | 1.4753 | 39.33 | 24.83 | 0 | 0 |  | file:///C:\Users\plopez\PycharmProjects\btap_batch\examples\idp\idp_example_sens\e867069b-485c-428d-a193-1d87e73038b3\output\545bf239-e5f7-4bc2-8ee6-51c5c5ea18e8 | 1.0.002 |  | docker run --rm -v C:\Users\plopez\PycharmProjects\btap_batch\examples\idp\idp_example_sens\e867069b-485c-428d-a193-1d87e73038b3\output:/btap_costing/utilities/btap_cli/output -v C:\Users\plopez\PycharmProjects\btap_batch\examples\idp\idp_example_sens\e867069b-485c-428d-a193-1d87e73038b3\input\545bf239-e5f7-4bc2-8ee6-51c5c5ea18e8:/btap_costing/utilities/btap_cli/input btap_private_cli bundle exec ruby btap_cli.rb | 0.4 | 0.4 | 1 | 0.1 | -1.2 | non_compliant | -1.2
43 | 31 |  | TRUE | 56 | 0 | 0 | 261.1387 |  |  |  | 0.1 | 2021-09-24 19:47:47 +0000 | 438c2ebff | 0.2.14 | :adv_dx_units: NECB_Default :airloop_economizer_type: NECB_Default :algorithm_type: sensitivity :analysis_id: e867069b-485c-428d-a193-1d87e73038b3 :analysis_name: idp_example_sens :boiler_eff: NECB_Default :btap_batch_version: 1.0.002 :building_type: FullServiceRestaurant :chiller_type: NECB_Default :compute_environment: local :datapoint_id: 706a37a8-949a-4f63-90ca-e5b5ea0a05d9 :daylighting_type: NECB_Default :dcv_type: NECB_Default :door_construction_cond: NECB_Default :ecm_system_name: NECB_Default :electrical_loads_scale: NECB_Default :enable_costing: true :epw_file: CAN_QC_Montreal-Trudeau.Intl.AP.716270_CWEC2016.epw :erv_package: NECB_Default :ext_floor_cond: NECB_Default :ext_roof_cond: NECB_Default :ext_wall_cond: NECB_Default :fdwr_set: NECB_Default :fixed_wind_solar_trans: NECB_Default :fixed_window_cond: NECB_Default :furnace_eff: NECB_Default :glass_door_cond: '2.4' :glass_door_solar_trans: NECB_Default :ground_floor_cond: NECB_Default :ground_roof_cond: NECB_Default :ground_wall_cond: NECB_Default :image_name: btap_private_cli :infiltration_scale: NECB_Default :lights_scale: NECB_Default :lights_type: NECB_Default :nv_delta_temp_in_out: NECB_Default :nv_opening_fraction: NECB_Default :nv_temp_out_min: NECB_Default :nv_type: NECB_Default :oa_scale: NECB_Default :occupancy_loads_scale: NECB_Default :output_meters: [] :output_variables: [] :overhead_door_cond: NECB_Default :primary_heating_fuel: Electricity :pv_ground_azimuth_angle: NECB_Default :pv_ground_module_description: NECB_Default :pv_ground_tilt_angle: NECB_Default :pv_ground_total_area_pv_panels_m2: NECB_Default :pv_ground_type: NECB_Default :rotation_degrees: '90.0' :run_annual_simulation: true :s3_bucket: '834599497928' :scale_x: '1.0' :scale_y: '1.0' :scale_z: '1.0' :scenario: :glass_door_cond :shw_eff: NECB_Default :skylight_cond: NECB_Default :skylight_solar_trans: NECB_Default :srr_set: '0.0' :template: NECB2017 docker_command: docker run --rm -v C:\Users\plopez\PycharmProjects\btap_batch\examples\idp\idp_example_sens\e867069b-485c-428d-a193-1d87e73038b3\output:/btap_costing/utilities/btap_cli/output -v C:\Users\plopez\PycharmProjects\btap_batch\examples\idp\idp_example_sens\e867069b-485c-428d-a193-1d87e73038b3\input\706a37a8-949a-4f63-90ca-e5b5ea0a05d9:/btap_costing/utilities/btap_cli/input btap_private_cli bundle exec ruby btap_cli.rb | idp_example_sens | e867069b-485c-428d-a193-1d87e73038b3 | 706a37a8-949a-4f63-90ca-e5b5ea0a05d9 | NECB2017 | FullServiceRestaurant | Electricity | Electricity | CAN_QC_Montreal-Trudeau.Intl.AP.716270_CWEC2016.epw | sensitivity |  | NECB_Default | NECB_Default | NECB_Default | NECB_Default | NECB_Default | NECB_Default | NECB_Default | NECB_Default | NECB_Default | NECB_Default | NECB_Default | NECB_Default | NECB_Default | NECB_Default | NECB_Default | NECB_Default | NECB_Default | 2.4 | NECB_Default | NECB_Default | NECB_Default | NECB_Default | NECB_Default | NECB_Default | 0 | 90 | 1 | 1 | 1 | NECB_Default | NECB_Default | NECB_Default | NECB_Default | NECB_Default | NECB_Default | NECB_Default | NECB_Default | NECB_Default | NECB_Default | NECB_Default | NECB_Default | NECB_Default | NECB_Default | NECB_Default | NECB_Default | local | 834599497928 | btap_private_cli |  | TRUE | TRUE |  | :glass_door_cond | 335.9957 | 40.225 | 198.8273 | 321.7147 | 511.15 | 845.2233 | 37.3 | FullServiceRestaurant |  |  | 0 | FullServiceRestaurant | 1 |  | 1 | NECB2017 | 0.35452 | 2384.1067 | 242.0252 | 11.7183 | 64.9441 | 31.8231 | 821.1983 | 470.6876 | MONTREAL | QUEBEC | 0.57333 | 0 | 0 | 0.57333 | 36.5151 | 0 | 0 | 36.5151 | 0 | 0.060726 | 0 | 0 | 1.4753 | 0.2285 | 0.08207 | 0.71576 | 0.067182 | 0.16792 | 0 | 0 | 1.4753 | 0.15318 | 365.8659 | 0 | 37.3 | 0.757 | [5 empty] | 0.156 | 0.247 | 1.9 |  | 0 | Montreal-Trudeau Intl AP | CAN | 323 | 4090 | 45.471 | -73.741 | 6 | 4400 | QC | CAN_QC_Montreal-Trudeau.Intl.AP.716270_CWEC2016.epw | 1.4754 | 40.225 | 335.9957 | 7.5507 | 18.099 | FALSE | FALSE | FALSE | FALSE | 12.385 | 16.2697 | 0 | 0.21423 | 0.0048524 | 78.3 | 0 | 44.149 | 1.0279 | 0.023283 | 375.71 | 0 | 1.4753 | 39.33 | 24.83 | 0 | 0 |  | file:///C:\Users\plopez\PycharmProjects\btap_batch\examples\idp\idp_example_sens\e867069b-485c-428d-a193-1d87e73038b3\output\706a37a8-949a-4f63-90ca-e5b5ea0a05d9 | 1.0.002 |  | docker run --rm -v C:\Users\plopez\PycharmProjects\btap_batch\examples\idp\idp_example_sens\e867069b-485c-428d-a193-1d87e73038b3\output:/btap_costing/utilities/btap_cli/output -v C:\Users\plopez\PycharmProjects\btap_batch\examples\idp\idp_example_sens\e867069b-485c-428d-a193-1d87e73038b3\input\706a37a8-949a-4f63-90ca-e5b5ea0a05d9:/btap_costing/utilities/btap_cli/input btap_private_cli bundle exec ruby btap_cli.rb | 0.4 | 0.4 | 1 | 0.1 | -1.2 | non_compliant | -1.2
44 | 32 |  | TRUE | 56 | 0 | 0 | 261.1958 |  |  |  | 0.1 | 2021-09-24 19:47:48 +0000 | 438c2ebff | 0.2.14 | :adv_dx_units: NECB_Default :airloop_economizer_type: NECB_Default :algorithm_type: sensitivity :analysis_id: e867069b-485c-428d-a193-1d87e73038b3 :analysis_name: idp_example_sens :boiler_eff: NECB_Default :btap_batch_version: 1.0.002 :building_type: FullServiceRestaurant :chiller_type: NECB_Default :compute_environment: local :datapoint_id: 33c9e57c-68eb-4f7d-b18c-962b3ad5ccf3 :daylighting_type: NECB_Default :dcv_type: NECB_Default :door_construction_cond: NECB_Default :ecm_system_name: NECB_Default :electrical_loads_scale: NECB_Default :enable_costing: true :epw_file: CAN_QC_Montreal-Trudeau.Intl.AP.716270_CWEC2016.epw :erv_package: NECB_Default :ext_floor_cond: NECB_Default :ext_roof_cond: NECB_Default :ext_wall_cond: NECB_Default :fdwr_set: NECB_Default :fixed_wind_solar_trans: NECB_Default :fixed_window_cond: NECB_Default :furnace_eff: NECB_Default :glass_door_cond: '2.2' :glass_door_solar_trans: NECB_Default :ground_floor_cond: NECB_Default :ground_roof_cond: NECB_Default :ground_wall_cond: NECB_Default :image_name: btap_private_cli :infiltration_scale: NECB_Default :lights_scale: NECB_Default :lights_type: NECB_Default :nv_delta_temp_in_out: NECB_Default :nv_opening_fraction: NECB_Default :nv_temp_out_min: NECB_Default :nv_type: NECB_Default :oa_scale: NECB_Default :occupancy_loads_scale: NECB_Default :output_meters: [] :output_variables: [] :overhead_door_cond: NECB_Default :primary_heating_fuel: Electricity :pv_ground_azimuth_angle: NECB_Default :pv_ground_module_description: NECB_Default :pv_ground_tilt_angle: NECB_Default :pv_ground_total_area_pv_panels_m2: NECB_Default :pv_ground_type: NECB_Default :rotation_degrees: '90.0' :run_annual_simulation: true :s3_bucket: '834599497928' :scale_x: '1.0' :scale_y: '1.0' :scale_z: '1.0' :scenario: :glass_door_cond :shw_eff: NECB_Default :skylight_cond: NECB_Default :skylight_solar_trans: NECB_Default :srr_set: '0.0' :template: NECB2017 docker_command: docker run --rm -v C:\Users\plopez\PycharmProjects\btap_batch\examples\idp\idp_example_sens\e867069b-485c-428d-a193-1d87e73038b3\output:/btap_costing/utilities/btap_cli/output -v C:\Users\plopez\PycharmProjects\btap_batch\examples\idp\idp_example_sens\e867069b-485c-428d-a193-1d87e73038b3\input\33c9e57c-68eb-4f7d-b18c-962b3ad5ccf3:/btap_costing/utilities/btap_cli/input btap_private_cli bundle exec ruby btap_cli.rb | idp_example_sens | e867069b-485c-428d-a193-1d87e73038b3 | 33c9e57c-68eb-4f7d-b18c-962b3ad5ccf3 | NECB2017 | FullServiceRestaurant | Electricity | Electricity | CAN_QC_Montreal-Trudeau.Intl.AP.716270_CWEC2016.epw | sensitivity |  | NECB_Default | NECB_Default | NECB_Default | NECB_Default | NECB_Default | NECB_Default | NECB_Default | NECB_Default | NECB_Default | NECB_Default | NECB_Default | NECB_Default | NECB_Default | NECB_Default | NECB_Default | NECB_Default | NECB_Default | 2.2 | NECB_Default | NECB_Default | NECB_Default | NECB_Default | NECB_Default | NECB_Default | 0 | 90 | 1 | 1 | 1 | NECB_Default | NECB_Default | NECB_Default | NECB_Default | NECB_Default | NECB_Default | NECB_Default | NECB_Default | NECB_Default | NECB_Default | NECB_Default | NECB_Default | NECB_Default | NECB_Default | NECB_Default | NECB_Default | local | 834599497928 | btap_private_cli |  | TRUE | TRUE |  | :glass_door_cond | 335.9957 | 40.225 | 198.8273 | 321.7147 | 511.15 | 845.2233 | 37.3 | FullServiceRestaurant |  |  | 0 | FullServiceRestaurant | 1 |  | 1 | NECB2017 | 0.35452 | 2384.1067 | 242.0252 | 11.7183 | 64.9441 | 31.8231 | 821.1983 | 470.6876 | MONTREAL | QUEBEC | 0.57333 | 0 | 0 | 0.57333 | 36.5151 | 0 | 0 | 36.5151 | 0 | 0.060726 | 0 | 0 | 1.4753 | 0.2285 | 0.08207 | 0.71576 | 0.067182 | 0.16792 | 0 | 0 | 1.4753 | 0.15318 | 365.8659 | 0 | 37.3 | 0.757 | [5 empty] | 0.156 | 0.247 | 1.9 |  | 0 | Montreal-Trudeau Intl AP | CAN | 323 | 4090 | 45.471 | -73.741 | 6 | 4400 | QC | CAN_QC_Montreal-Trudeau.Intl.AP.716270_CWEC2016.epw | 1.4754 | 40.225 | 335.9957 | 7.5507 | 18.099 | FALSE | FALSE | FALSE | FALSE | 12.385 | 16.2697 | 0 | 0.21423 | 0.0048524 | 78.3 | 0 | 44.149 | 1.0279 | 0.023283 | 375.71 | 0 | 1.4753 | 39.33 | 24.83 | 0 | 0 |  | file:///C:\Users\plopez\PycharmProjects\btap_batch\examples\idp\idp_example_sens\e867069b-485c-428d-a193-1d87e73038b3\output\33c9e57c-68eb-4f7d-b18c-962b3ad5ccf3 | 1.0.002 |  | docker run --rm -v C:\Users\plopez\PycharmProjects\btap_batch\examples\idp\idp_example_sens\e867069b-485c-428d-a193-1d87e73038b3\output:/btap_costing/utilities/btap_cli/output -v C:\Users\plopez\PycharmProjects\btap_batch\examples\idp\idp_example_sens\e867069b-485c-428d-a193-1d87e73038b3\input\33c9e57c-68eb-4f7d-b18c-962b3ad5ccf3:/btap_costing/utilities/btap_cli/input btap_private_cli bundle exec ruby btap_cli.rb | 0.4 | 0.4 | 1 | 0.1 | -1.2 | non_compliant | -1.2
45 | 33 |  | TRUE | 56 | 0 | 0 | 261.7604 |  |  |  | 0.1 | 2021-09-24 19:47:50 +0000 | 438c2ebff | 0.2.14 | :adv_dx_units: NECB_Default :airloop_economizer_type: NECB_Default :algorithm_type: sensitivity :analysis_id: e867069b-485c-428d-a193-1d87e73038b3 :analysis_name: idp_example_sens :boiler_eff: NECB_Default :btap_batch_version: 1.0.002 :building_type: FullServiceRestaurant :chiller_type: NECB_Default :compute_environment: local :datapoint_id: 602454e7-ec15-4303-9a85-2ecd333c6afa :daylighting_type: NECB_Default :dcv_type: NECB_Default :door_construction_cond: NECB_Default :ecm_system_name: NECB_Default :electrical_loads_scale: NECB_Default :enable_costing: true :epw_file: CAN_QC_Montreal-Trudeau.Intl.AP.716270_CWEC2016.epw :erv_package: NECB_Default :ext_floor_cond: NECB_Default :ext_roof_cond: NECB_Default :ext_wall_cond: NECB_Default :fdwr_set: NECB_Default :fixed_wind_solar_trans: NECB_Default :fixed_window_cond: NECB_Default :furnace_eff: NECB_Default :glass_door_cond: NECB_Default :glass_door_solar_trans: NECB_Default :ground_floor_cond: NECB_Default :ground_roof_cond: NECB_Default :ground_wall_cond: NECB_Default :image_name: btap_private_cli :infiltration_scale: NECB_Default :lights_scale: NECB_Default :lights_type: NECB_Default :nv_delta_temp_in_out: NECB_Default :nv_opening_fraction: NECB_Default :nv_temp_out_min: NECB_Default :nv_type: NECB_Default :oa_scale: NECB_Default :occupancy_loads_scale: NECB_Default :output_meters: [] :output_variables: [] :overhead_door_cond: NECB_Default :primary_heating_fuel: Electricity :pv_ground_azimuth_angle: NECB_Default :pv_ground_module_description: NECB_Default :pv_ground_tilt_angle: NECB_Default :pv_ground_total_area_pv_panels_m2: NECB_Default :pv_ground_type: NECB_Default :rotation_degrees: '90.0' :run_annual_simulation: true :s3_bucket: '834599497928' :scale_x: '1.0' :scale_y: '1.0' :scale_z: '1.0' :scenario: :ext_wall_cond :shw_eff: NECB_Default :skylight_cond: NECB_Default :skylight_solar_trans: NECB_Default :srr_set: '0.0' :template: NECB2017 docker_command: docker run --rm -v C:\Users\plopez\PycharmProjects\btap_batch\examples\idp\idp_example_sens\e867069b-485c-428d-a193-1d87e73038b3\output:/btap_costing/utilities/btap_cli/output -v C:\Users\plopez\PycharmProjects\btap_batch\examples\idp\idp_example_sens\e867069b-485c-428d-a193-1d87e73038b3\input\602454e7-ec15-4303-9a85-2ecd333c6afa:/btap_costing/utilities/btap_cli/input btap_private_cli bundle exec ruby btap_cli.rb | idp_example_sens | e867069b-485c-428d-a193-1d87e73038b3 | 602454e7-ec15-4303-9a85-2ecd333c6afa | NECB2017 | FullServiceRestaurant | Electricity | Electricity | CAN_QC_Montreal-Trudeau.Intl.AP.716270_CWEC2016.epw | sensitivity |  | NECB_Default | NECB_Default | NECB_Default | NECB_Default | NECB_Default | NECB_Default | NECB_Default | NECB_Default | NECB_Default | NECB_Default | NECB_Default | NECB_Default | NECB_Default | NECB_Default | NECB_Default | NECB_Default | NECB_Default | NECB_Default | NECB_Default | NECB_Default | NECB_Default | NECB_Default | NECB_Default | NECB_Default | 0 | 90 | 1 | 1 | 1 | NECB_Default | NECB_Default | NECB_Default | NECB_Default | NECB_Default | NECB_Default | NECB_Default | NECB_Default | NECB_Default | NECB_Default | NECB_Default | NECB_Default | NECB_Default | NECB_Default | NECB_Default | NECB_Default | local | 834599497928 | btap_private_cli |  | TRUE | TRUE |  | :ext_wall_cond | 335.9957 | 40.225 | 198.8273 | 321.7147 | 511.15 | 845.2233 | 37.3 | FullServiceRestaurant |  |  | 0 | FullServiceRestaurant | 1 |  | 1 | NECB2017 | 0.35452 | 2384.1067 | 242.0252 | 11.7183 | 64.9441 | 31.8231 | 821.1983 | 470.6876 | MONTREAL | QUEBEC | 0.57333 | 0 | 0 | 0.57333 | 36.5151 | 0 | 0 | 36.5151 | 0 | 0.060726 | 0 | 0 | 1.4753 | 0.2285 | 0.08207 | 0.71576 | 0.067182 | 0.16792 | 0 | 0 | 1.4753 | 0.15318 | 365.8659 | 0 | 37.3 | 0.757 | [5 empty] | 0.156 | 0.247 | 1.9 |  | 0 | Montreal-Trudeau Intl AP | CAN | 323 | 4090 | 45.471 | -73.741 | 6 | 4400 | QC | CAN_QC_Montreal-Trudeau.Intl.AP.716270_CWEC2016.epw | 1.4754 | 40.225 | 335.9957 | 7.5507 | 18.099 | FALSE | FALSE | FALSE | FALSE | 12.385 | 16.2697 | 0 | 0.21423 | 0.0048524 | 78.3 | 0 | 44.149 | 1.0279 | 0.023283 | 375.71 | 0 | 1.4753 | 39.33 | 24.83 | 0 | 0 |  | file:///C:\Users\plopez\PycharmProjects\btap_batch\examples\idp\idp_example_sens\e867069b-485c-428d-a193-1d87e73038b3\output\602454e7-ec15-4303-9a85-2ecd333c6afa | 1.0.002 |  | docker run --rm -v C:\Users\plopez\PycharmProjects\btap_batch\examples\idp\idp_example_sens\e867069b-485c-428d-a193-1d87e73038b3\output:/btap_costing/utilities/btap_cli/output -v C:\Users\plopez\PycharmProjects\btap_batch\examples\idp\idp_example_sens\e867069b-485c-428d-a193-1d87e73038b3\input\602454e7-ec15-4303-9a85-2ecd333c6afa:/btap_costing/utilities/btap_cli/input btap_private_cli bundle exec ruby btap_cli.rb | 0.4 | 0.4 | 1 | 0.1 | -1.2 | non_compliant | -1.2
46 | 34 |  | TRUE | 56 | 0 | 0 | 261.4623 |  |  |  | 0.1 | 2021-09-24 19:47:49 +0000 | 438c2ebff | 0.2.14 | :adv_dx_units: NECB_Default :airloop_economizer_type: NECB_Default :algorithm_type: sensitivity :analysis_id: e867069b-485c-428d-a193-1d87e73038b3 :analysis_name: idp_example_sens :boiler_eff: NECB_Default :btap_batch_version: 1.0.002 :building_type: FullServiceRestaurant :chiller_type: NECB_Default :compute_environment: local :datapoint_id: 56e066cb-3a28-4df4-aec2-5586f34f7fd2 :daylighting_type: NECB_Default :dcv_type: NECB_Default :door_construction_cond: NECB_Default :ecm_system_name: NECB_Default :electrical_loads_scale: NECB_Default :enable_costing: true :epw_file: CAN_QC_Montreal-Trudeau.Intl.AP.716270_CWEC2016.epw :erv_package: NECB_Default :ext_floor_cond: NECB_Default :ext_roof_cond: NECB_Default :ext_wall_cond: NECB_Default :fdwr_set: NECB_Default :fixed_wind_solar_trans: NECB_Default :fixed_window_cond: NECB_Default :furnace_eff: NECB_Default :glass_door_cond: NECB_Default :glass_door_solar_trans: NECB_Default :ground_floor_cond: '0.758' :ground_roof_cond: NECB_Default :ground_wall_cond: NECB_Default :image_name: btap_private_cli :infiltration_scale: NECB_Default :lights_scale: NECB_Default :lights_type: NECB_Default :nv_delta_temp_in_out: NECB_Default :nv_opening_fraction: NECB_Default :nv_temp_out_min: NECB_Default :nv_type: NECB_Default :oa_scale: NECB_Default :occupancy_loads_scale: NECB_Default :output_meters: [] :output_variables: [] :overhead_door_cond: NECB_Default :primary_heating_fuel: Electricity :pv_ground_azimuth_angle: NECB_Default :pv_ground_module_description: NECB_Default :pv_ground_tilt_angle: NECB_Default :pv_ground_total_area_pv_panels_m2: NECB_Default :pv_ground_type: NECB_Default :rotation_degrees: '90.0' :run_annual_simulation: true :s3_bucket: '834599497928' :scale_x: '1.0' :scale_y: '1.0' :scale_z: '1.0' :scenario: :ground_floor_cond :shw_eff: NECB_Default :skylight_cond: NECB_Default :skylight_solar_trans: NECB_Default :srr_set: '0.0' :template: NECB2017 docker_command: docker run --rm -v C:\Users\plopez\PycharmProjects\btap_batch\examples\idp\idp_example_sens\e867069b-485c-428d-a193-1d87e73038b3\output:/btap_costing/utilities/btap_cli/output -v C:\Users\plopez\PycharmProjects\btap_batch\examples\idp\idp_example_sens\e867069b-485c-428d-a193-1d87e73038b3\input\56e066cb-3a28-4df4-aec2-5586f34f7fd2:/btap_costing/utilities/btap_cli/input btap_private_cli bundle exec ruby btap_cli.rb | idp_example_sens | e867069b-485c-428d-a193-1d87e73038b3 | 56e066cb-3a28-4df4-aec2-5586f34f7fd2 | NECB2017 | FullServiceRestaurant | Electricity | Electricity | CAN_QC_Montreal-Trudeau.Intl.AP.716270_CWEC2016.epw | sensitivity |  | NECB_Default | NECB_Default | NECB_Default | NECB_Default | NECB_Default | NECB_Default | NECB_Default | NECB_Default | NECB_Default | NECB_Default | NECB_Default | NECB_Default | NECB_Default | NECB_Default | 0.758 | NECB_Default | NECB_Default | NECB_Default | NECB_Default | NECB_Default | NECB_Default | NECB_Default | NECB_Default | NECB_Default | 0 | 90 | 1 | 1 | 1 | NECB_Default | NECB_Default | NECB_Default | NECB_Default | NECB_Default | NECB_Default | NECB_Default | NECB_Default | NECB_Default | NECB_Default | NECB_Default | NECB_Default | NECB_Default | NECB_Default | NECB_Default | NECB_Default | local | 834599497928 | btap_private_cli |  | TRUE | TRUE |  | :ground_floor_cond | 335.9964 | 40.2217 | 198.8327 | 321.7201 | 511.15 | 845.2233 | 37.3 | FullServiceRestaurant |  |  | 0 | FullServiceRestaurant | 1 |  | 1 | NECB2017 | 0.35452 | 2384.1067 | 242.0218 | 11.7183 | 64.9441 | 31.8231 | 821.1849 | 470.6776 | MONTREAL | QUEBEC | 0.57333 | 0 | 0 | 0.57333 | 36.5151 | 0 | 0 | 36.5151 | 0 | 0.060726 | 0 | 0 | 1.4754 | 0.22848 | 0.08207 | 0.7158 | 0.067182 | 0.16792 | 0 | 0 | 1.4754 | 0.15318 | 365.866 | 0 | 37.3 | 0.758 | [5 empty] | 0.156 | 0.247 | 1.9 |  | 0 | Montreal-Trudeau Intl AP | CAN | 323 | 4090 | 45.471 | -73.741 | 6 | 4400 | QC | CAN_QC_Montreal-Trudeau.Intl.AP.716270_CWEC2016.epw | 1.4754 | 40.2217 | 335.9964 | 7.5507 | 18.099 | FALSE | FALSE | FALSE | FALSE | 12.385 | 16.2697 | 0 | 0.21423 | 0.0048524 | 78.3 | 0 | 44.149 | 1.0279 | 0.023283 | 375.71 | 0 | 1.4754 | 39.33 | 24.83 | 0 | 0 |  | file:///C:\Users\plopez\PycharmProjects\btap_batch\examples\idp\idp_example_sens\e867069b-485c-428d-a193-1d87e73038b3\output\56e066cb-3a28-4df4-aec2-5586f34f7fd2 | 1.0.002 |  | docker run --rm -v C:\Users\plopez\PycharmProjects\btap_batch\examples\idp\idp_example_sens\e867069b-485c-428d-a193-1d87e73038b3\output:/btap_costing/utilities/btap_cli/output -v C:\Users\plopez\PycharmProjects\btap_batch\examples\idp\idp_example_sens\e867069b-485c-428d-a193-1d87e73038b3\input\56e066cb-3a28-4df4-aec2-5586f34f7fd2:/btap_costing/utilities/btap_cli/input btap_private_cli bundle exec ruby btap_cli.rb | 0.4 | 0.4 | 1 | 0.1 | -1.2 | non_compliant | -1.2
47 | 35 |  | TRUE | 54 | 0 | 0 | 261.6279 |  |  |  | 0.1 | 2021-09-24 19:47:48 +0000 | 438c2ebff | 0.2.14 | :adv_dx_units: NECB_Default :airloop_economizer_type: NECB_Default :algorithm_type: sensitivity :analysis_id: e867069b-485c-428d-a193-1d87e73038b3 :analysis_name: idp_example_sens :boiler_eff: NECB_Default :btap_batch_version: 1.0.002 :building_type: FullServiceRestaurant :chiller_type: NECB_Default :compute_environment: local :datapoint_id: 24e62670-863c-4f6a-8929-3136af982de9 :daylighting_type: NECB_Default :dcv_type: NECB_Default :door_construction_cond: NECB_Default :ecm_system_name: NECB_Default :electrical_loads_scale: NECB_Default :enable_costing: true :epw_file: CAN_QC_Montreal-Trudeau.Intl.AP.716270_CWEC2016.epw :erv_package: NECB_Default :ext_floor_cond: NECB_Default :ext_roof_cond: NECB_Default :ext_wall_cond: NECB_Default :fdwr_set: NECB_Default :fixed_wind_solar_trans: NECB_Default :fixed_window_cond: NECB_Default :furnace_eff: NECB_Default :glass_door_cond: NECB_Default :glass_door_solar_trans: NECB_Default :ground_floor_cond: '0.379' :ground_roof_cond: NECB_Default :ground_wall_cond: NECB_Default :image_name: btap_private_cli :infiltration_scale: NECB_Default :lights_scale: NECB_Default :lights_type: NECB_Default :nv_delta_temp_in_out: NECB_Default :nv_opening_fraction: NECB_Default :nv_temp_out_min: NECB_Default :nv_type: NECB_Default :oa_scale: NECB_Default :occupancy_loads_scale: NECB_Default :output_meters: [] :output_variables: [] :overhead_door_cond: NECB_Default :primary_heating_fuel: Electricity :pv_ground_azimuth_angle: NECB_Default :pv_ground_module_description: NECB_Default :pv_ground_tilt_angle: NECB_Default :pv_ground_total_area_pv_panels_m2: NECB_Default :pv_ground_type: NECB_Default :rotation_degrees: '90.0' :run_annual_simulation: true :s3_bucket: '834599497928' :scale_x: '1.0' :scale_y: '1.0' :scale_z: '1.0' :scenario: :ground_floor_cond :shw_eff: NECB_Default :skylight_cond: NECB_Default :skylight_solar_trans: NECB_Default :srr_set: '0.0' :template: NECB2017 docker_command: docker run --rm -v C:\Users\plopez\PycharmProjects\btap_batch\examples\idp\idp_example_sens\e867069b-485c-428d-a193-1d87e73038b3\output:/btap_costing/utilities/btap_cli/output -v C:\Users\plopez\PycharmProjects\btap_batch\examples\idp\idp_example_sens\e867069b-485c-428d-a193-1d87e73038b3\input\24e62670-863c-4f6a-8929-3136af982de9:/btap_costing/utilities/btap_cli/input btap_private_cli bundle exec ruby btap_cli.rb | idp_example_sens | e867069b-485c-428d-a193-1d87e73038b3 | 24e62670-863c-4f6a-8929-3136af982de9 | NECB2017 | FullServiceRestaurant | Electricity | Electricity | CAN_QC_Montreal-Trudeau.Intl.AP.716270_CWEC2016.epw | sensitivity |  | NECB_Default | NECB_Default | NECB_Default | NECB_Default | NECB_Default | NECB_Default | NECB_Default | NECB_Default | NECB_Default | NECB_Default | NECB_Default | NECB_Default | NECB_Default | NECB_Default | 0.379 | NECB_Default | NECB_Default | NECB_Default | NECB_Default | NECB_Default | NECB_Default | NECB_Default | NECB_Default | NECB_Default | 0 | 90 | 1 | 1 | 1 | NECB_Default | NECB_Default | NECB_Default | NECB_Default | NECB_Default | NECB_Default | NECB_Default | NECB_Default | NECB_Default | NECB_Default | NECB_Default | NECB_Default | NECB_Default | NECB_Default | NECB_Default | NECB_Default | local | 834599497928 | btap_private_cli |  | TRUE | TRUE |  | :ground_floor_cond | 335.7184 | 41.5731 | 196.1372 | 321.8179 | 511.15 | 845.2233 | 37.3 | FullServiceRestaurant |  |  | 0 | FullServiceRestaurant | 1 |  | 1 | NECB2017 | 0.35452 | 2384.1067 | 244.5704 | 11.7183 | 64.9441 | 31.8231 | 832.4419 | 479.386 | MONTREAL | QUEBEC | 0.57347 | 0 | 0 | 0.57347 | 36.5239 | 0 | 0 | 36.5239 | 0 | 0.065538 | 0 | 0 | 1.4757 | 0.23373 | 0.08207 | 0.70609 | 0.067182 | 0.16792 | 0 | 0 | 1.4757 | 0.15318 | 365.8387 | 0 | 37.3 | 0.379 | [5 empty] | 0.156 | 0.247 | 1.9 |  | 0 | Montreal-Trudeau Intl AP | CAN | 323 | 4090 | 45.471 | -73.741 | 6 | 4400 | QC | CAN_QC_Montreal-Trudeau.Intl.AP.716270_CWEC2016.epw | 1.4757 | 41.5731 | 335.7184 | 7.5507 | 18.099 | FALSE | FALSE | FALSE | FALSE | 12.385 | 16.2697 | 0 | 0.21423 | 0.0048524 | 78.3 | 0 | 44.149 | 1.0279 | 0.023283 | 375.71 | 0 | 1.4757 | 44 | 27.17 | 0 | 0 |  | file:///C:\Users\plopez\PycharmProjects\btap_batch\examples\idp\idp_example_sens\e867069b-485c-428d-a193-1d87e73038b3\output\24e62670-863c-4f6a-8929-3136af982de9 | 1.0.002 |  | docker run --rm -v C:\Users\plopez\PycharmProjects\btap_batch\examples\idp\idp_example_sens\e867069b-485c-428d-a193-1d87e73038b3\output:/btap_costing/utilities/btap_cli/output -v C:\Users\plopez\PycharmProjects\btap_batch\examples\idp\idp_example_sens\e867069b-485c-428d-a193-1d87e73038b3\input\24e62670-863c-4f6a-8929-3136af982de9:/btap_costing/utilities/btap_cli/input btap_private_cli bundle exec ruby btap_cli.rb | 0.4 | 0.4 | 1 | 0.1 | -1.2 | non_compliant | -1.2
48 | 36 |  | TRUE | 56 | 0 | 0 | 262.1609 |  |  |  | 0.1 | 2021-09-24 19:47:49 +0000 | 438c2ebff | 0.2.14 | :adv_dx_units: NECB_Default :airloop_economizer_type: NECB_Default :algorithm_type: sensitivity :analysis_id: e867069b-485c-428d-a193-1d87e73038b3 :analysis_name: idp_example_sens :boiler_eff: NECB_Default :btap_batch_version: 1.0.002 :building_type: FullServiceRestaurant :chiller_type: NECB_Default :compute_environment: local :datapoint_id: f9fb0942-e488-4c8c-8b41-941f4bf592db :daylighting_type: NECB_Default :dcv_type: NECB_Default :door_construction_cond: NECB_Default :ecm_system_name: NECB_Default :electrical_loads_scale: NECB_Default :enable_costing: true :epw_file: CAN_QC_Montreal-Trudeau.Intl.AP.716270_CWEC2016.epw :erv_package: NECB_Default :ext_floor_cond: NECB_Default :ext_roof_cond: NECB_Default :ext_wall_cond: '0.183' :fdwr_set: NECB_Default :fixed_wind_solar_trans: NECB_Default :fixed_window_cond: NECB_Default :furnace_eff: NECB_Default :glass_door_cond: NECB_Default :glass_door_solar_trans: NECB_Default :ground_floor_cond: NECB_Default :ground_roof_cond: NECB_Default :ground_wall_cond: NECB_Default :image_name: btap_private_cli :infiltration_scale: NECB_Default :lights_scale: NECB_Default :lights_type: NECB_Default :nv_delta_temp_in_out: NECB_Default :nv_opening_fraction: NECB_Default :nv_temp_out_min: NECB_Default :nv_type: NECB_Default :oa_scale: NECB_Default :occupancy_loads_scale: NECB_Default :output_meters: [] :output_variables: [] :overhead_door_cond: NECB_Default :primary_heating_fuel: Electricity :pv_ground_azimuth_angle: NECB_Default :pv_ground_module_description: NECB_Default :pv_ground_tilt_angle: NECB_Default :pv_ground_total_area_pv_panels_m2: NECB_Default :pv_ground_type: NECB_Default :rotation_degrees: '90.0' :run_annual_simulation: true :s3_bucket: '834599497928' :scale_x: '1.0' :scale_y: '1.0' :scale_z: '1.0' :scenario: :ext_wall_cond :shw_eff: NECB_Default :skylight_cond: NECB_Default :skylight_solar_trans: NECB_Default :srr_set: '0.0' :template: NECB2017 docker_command: docker run --rm -v C:\Users\plopez\PycharmProjects\btap_batch\examples\idp\idp_example_sens\e867069b-485c-428d-a193-1d87e73038b3\output:/btap_costing/utilities/btap_cli/output -v C:\Users\plopez\PycharmProjects\btap_batch\examples\idp\idp_example_sens\e867069b-485c-428d-a193-1d87e73038b3\input\f9fb0942-e488-4c8c-8b41-941f4bf592db:/btap_costing/utilities/btap_cli/input btap_private_cli bundle exec ruby btap_cli.rb | idp_example_sens | e867069b-485c-428d-a193-1d87e73038b3 | f9fb0942-e488-4c8c-8b41-941f4bf592db | NECB2017 | FullServiceRestaurant | Electricity | Electricity | CAN_QC_Montreal-Trudeau.Intl.AP.716270_CWEC2016.epw | sensitivity |  | NECB_Default | NECB_Default | NECB_Default | NECB_Default | 0.183 | NECB_Default | NECB_Default | NECB_Default | NECB_Default | NECB_Default | NECB_Default | NECB_Default | NECB_Default | NECB_Default | NECB_Default | NECB_Default | NECB_Default | NECB_Default | NECB_Default | NECB_Default | NECB_Default | NECB_Default | NECB_Default | NECB_Default | 0 | 90 | 1 | 1 | 1 | NECB_Default | NECB_Default | NECB_Default | NECB_Default | NECB_Default | NECB_Default | NECB_Default | NECB_Default | NECB_Default | NECB_Default | NECB_Default | NECB_Default | NECB_Default | NECB_Default | NECB_Default | NECB_Default | local | 834599497928 | btap_private_cli |  | TRUE | TRUE |  | :ext_wall_cond | 335.388 | 40.1548 | 197.5339 | 320.4321 | 511.15 | 845.2233 | 37.3 | FullServiceRestaurant |  |  | 0 | FullServiceRestaurant | 1 |  | 1 | NECB2017 | 0.35452 | 2384.1067 | 242.4701 | 11.4201 | 64.9441 | 31.8231 | 821.3018 | 470.6444 | MONTREAL | QUEBEC | 0.57153 | 0 | 0 | 0.57153 | 36.4004 | 0 | 0 | 36.4004 | 0 | 0.060785 | 0 | 0 | 1.4707 | 0.22845 | 0.08207 | 0.71114 | 0.067182 | 0.16792 | 0 | 0 | 1.4707 | 0.15318 | 365.1832 | 0 | 37.3 | 0.757 | [5 empty] | 0.156 | 0.183 | 1.9 |  | 0 | Montreal-Trudeau Intl AP | CAN | 323 | 4090 | 45.471 | -73.741 | 6 | 4400 | QC | CAN_QC_Montreal-Trudeau.Intl.AP.716270_CWEC2016.epw | 1.4707 | 40.1548 | 335.388 | 7.5507 | 18.099 | FALSE | FALSE | FALSE | FALSE | 12.385 | 16.2697 | 0 | 0.21423 | 0.0048524 | 78.3 | 0 | 44.149 | 1.0279 | 0.023283 | 375.71 | 0 | 1.4707 | 40.17 | 25.5 | 0 | 0 |  | file:///C:\Users\plopez\PycharmProjects\btap_batch\examples\idp\idp_example_sens\e867069b-485c-428d-a193-1d87e73038b3\output\f9fb0942-e488-4c8c-8b41-941f4bf592db | 1.0.002 |  | docker run --rm -v C:\Users\plopez\PycharmProjects\btap_batch\examples\idp\idp_example_sens\e867069b-485c-428d-a193-1d87e73038b3\output:/btap_costing/utilities/btap_cli/output -v C:\Users\plopez\PycharmProjects\btap_batch\examples\idp\idp_example_sens\e867069b-485c-428d-a193-1d87e73038b3\input\f9fb0942-e488-4c8c-8b41-941f4bf592db:/btap_costing/utilities/btap_cli/input btap_private_cli bundle exec ruby btap_cli.rb | 0.3 | 0.3 | 1 | 0.3 | -0.9 | non_compliant | -0.9
49 | 37 |  | TRUE | 56 | 0 | 0 | 261.9977 |  |  |  | 0.1 | 2021-09-24 19:47:49 +0000 | 438c2ebff | 0.2.14 | :adv_dx_units: NECB_Default :airloop_economizer_type: NECB_Default :algorithm_type: sensitivity :analysis_id: e867069b-485c-428d-a193-1d87e73038b3 :analysis_name: idp_example_sens :boiler_eff: NECB_Default :btap_batch_version: 1.0.002 :building_type: FullServiceRestaurant :chiller_type: NECB_Default :compute_environment: local :datapoint_id: d8c86970-66a1-4621-8970-9616fa13b97b :daylighting_type: NECB_Default :dcv_type: NECB_Default :door_construction_cond: NECB_Default :ecm_system_name: NECB_Default :electrical_loads_scale: NECB_Default :enable_costing: true :epw_file: CAN_QC_Montreal-Trudeau.Intl.AP.716270_CWEC2016.epw :erv_package: NECB_Default :ext_floor_cond: NECB_Default :ext_roof_cond: NECB_Default :ext_wall_cond: NECB_Default :fdwr_set: NECB_Default :fixed_wind_solar_trans: NECB_Default :fixed_window_cond: NECB_Default :furnace_eff: NECB_Default :glass_door_cond: NECB_Default :glass_door_solar_trans: NECB_Default :ground_floor_cond: NECB_Default :ground_roof_cond: NECB_Default :ground_wall_cond: NECB_Default :image_name: btap_private_cli :infiltration_scale: NECB_Default :lights_scale: NECB_Default :lights_type: NECB_Default :nv_delta_temp_in_out: NECB_Default :nv_opening_fraction: NECB_Default :nv_temp_out_min: NECB_Default :nv_type: NECB_Default :oa_scale: NECB_Default :occupancy_loads_scale: NECB_Default :output_meters: [] :output_variables: [] :overhead_door_cond: NECB_Default :primary_heating_fuel: Electricity :pv_ground_azimuth_angle: NECB_Default :pv_ground_module_description: NECB_Default :pv_ground_tilt_angle: NECB_Default :pv_ground_total_area_pv_panels_m2: NECB_Default :pv_ground_type: NECB_Default :rotation_degrees: '90.0' :run_annual_simulation: true :s3_bucket: '834599497928' :scale_x: '1.0' :scale_y: '1.0' :scale_z: '1.0' :scenario: :ground_floor_cond :shw_eff: NECB_Default :skylight_cond: NECB_Default :skylight_solar_trans: NECB_Default :srr_set: '0.0' :template: NECB2017 docker_command: docker run --rm -v C:\Users\plopez\PycharmProjects\btap_batch\examples\idp\idp_example_sens\e867069b-485c-428d-a193-1d87e73038b3\output:/btap_costing/utilities/btap_cli/output -v C:\Users\plopez\PycharmProjects\btap_batch\examples\idp\idp_example_sens\e867069b-485c-428d-a193-1d87e73038b3\input\d8c86970-66a1-4621-8970-9616fa13b97b:/btap_costing/utilities/btap_cli/input btap_private_cli bundle exec ruby btap_cli.rb | idp_example_sens | e867069b-485c-428d-a193-1d87e73038b3 | d8c86970-66a1-4621-8970-9616fa13b97b | NECB2017 | FullServiceRestaurant | Electricity | Electricity | CAN_QC_Montreal-Trudeau.Intl.AP.716270_CWEC2016.epw | sensitivity |  | NECB_Default | NECB_Default | NECB_Default | NECB_Default | NECB_Default | NECB_Default | NECB_Default | NECB_Default | NECB_Default | NECB_Default | NECB_Default | NECB_Default | NECB_Default | NECB_Default | NECB_Default | NECB_Default | NECB_Default | NECB_Default | NECB_Default | NECB_Default | NECB_Default | NECB_Default | NECB_Default | NECB_Default | 0 | 90 | 1 | 1 | 1 | NECB_Default | NECB_Default | NECB_Default | NECB_Default | NECB_Default | NECB_Default | NECB_Default | NECB_Default | NECB_Default | NECB_Default | NECB_Default | NECB_Default | NECB_Default | NECB_Default | NECB_Default | NECB_Default | local | 834599497928 | btap_private_cli |  | TRUE | TRUE |  | :ground_floor_cond | 335.9957 | 40.225 | 198.8273 | 321.7147 | 511.15 | 845.2233 | 37.3 | FullServiceRestaurant |  |  | 0 | FullServiceRestaurant | 1 |  | 1 | NECB2017 | 0.35452 | 2384.1067 | 242.0252 | 11.7183 | 64.9441 | 31.8231 | 821.1983 | 470.6876 | MONTREAL | QUEBEC | 0.57333 | 0 | 0 | 0.57333 | 36.5151 | 0 | 0 | 36.5151 | 0 | 0.060726 | 0 | 0 | 1.4753 | 0.2285 | 0.08207 | 0.71576 | 0.067182 | 0.16792 | 0 | 0 | 1.4753 | 0.15318 | 365.8659 | 0 | 37.3 | 0.757 | [5 empty] | 0.156 | 0.247 | 1.9 |  | 0 | Montreal-Trudeau Intl AP | CAN | 323 | 4090 | 45.471 | -73.741 | 6 | 4400 | QC | CAN_QC_Montreal-Trudeau.Intl.AP.716270_CWEC2016.epw | 1.4754 | 40.225 | 335.9957 | 7.5507 | 18.099 | FALSE | FALSE | FALSE | FALSE | 12.385 | 16.2697 | 0 | 0.21423 | 0.0048524 | 78.3 | 0 | 44.149 | 1.0279 | 0.023283 | 375.71 | 0 | 1.4753 | 39.33 | 24.83 | 0 | 0 |  | file:///C:\Users\plopez\PycharmProjects\btap_batch\examples\idp\idp_example_sens\e867069b-485c-428d-a193-1d87e73038b3\output\d8c86970-66a1-4621-8970-9616fa13b97b | 1.0.002 |  | docker run --rm -v C:\Users\plopez\PycharmProjects\btap_batch\examples\idp\idp_example_sens\e867069b-485c-428d-a193-1d87e73038b3\output:/btap_costing/utilities/btap_cli/output -v C:\Users\plopez\PycharmProjects\btap_batch\examples\idp\idp_example_sens\e867069b-485c-428d-a193-1d87e73038b3\input\d8c86970-66a1-4621-8970-9616fa13b97b:/btap_costing/utilities/btap_cli/input btap_private_cli bundle exec ruby btap_cli.rb | 0.4 | 0.4 | 1 | 0.1 | -1.2 | non_compliant | -1.2
50 | 38 |  | TRUE | 56 | 0 | 0 | 262.6317 |  |  |  | 0.1 | 2021-09-24 19:47:49 +0000 | 438c2ebff | 0.2.14 | :adv_dx_units: NECB_Default :airloop_economizer_type: NECB_Default :algorithm_type: sensitivity :analysis_id: e867069b-485c-428d-a193-1d87e73038b3 :analysis_name: idp_example_sens :boiler_eff: NECB_Default :btap_batch_version: 1.0.002 :building_type: FullServiceRestaurant :chiller_type: NECB_Default :compute_environment: local :datapoint_id: bf185ec6-dfb9-478f-b37c-8bc96a072198 :daylighting_type: NECB_Default :dcv_type: NECB_Default :door_construction_cond: NECB_Default :ecm_system_name: NECB_Default :electrical_loads_scale: NECB_Default :enable_costing: true :epw_file: CAN_QC_Montreal-Trudeau.Intl.AP.716270_CWEC2016.epw :erv_package: NECB_Default :ext_floor_cond: NECB_Default :ext_roof_cond: NECB_Default :ext_wall_cond: NECB_Default :fdwr_set: NECB_Default :fixed_wind_solar_trans: NECB_Default :fixed_window_cond: NECB_Default :furnace_eff: NECB_Default :glass_door_cond: NECB_Default :glass_door_solar_trans: NECB_Default :ground_floor_cond: NECB_Default :ground_roof_cond: NECB_Default :ground_wall_cond: NECB_Default :image_name: btap_private_cli :infiltration_scale: NECB_Default :lights_scale: NECB_Default :lights_type: NECB_Default :nv_delta_temp_in_out: NECB_Default :nv_opening_fraction: NECB_Default :nv_temp_out_min: NECB_Default :nv_type: NECB_Default :oa_scale: NECB_Default :occupancy_loads_scale: NECB_Default :output_meters: [] :output_variables: [] :overhead_door_cond: NECB_Default :primary_heating_fuel: Electricity :pv_ground_azimuth_angle: NECB_Default :pv_ground_module_description: NECB_Default :pv_ground_tilt_angle: NECB_Default :pv_ground_total_area_pv_panels_m2: NECB_Default :pv_ground_type: NECB_Default :rotation_degrees: '90.0' :run_annual_simulation: true :s3_bucket: '834599497928' :scale_x: '1.0' :scale_y: '1.0' :scale_z: '1.0' :scenario: :ext_roof_cond :shw_eff: NECB_Default :skylight_cond: NECB_Default :skylight_solar_trans: NECB_Default :srr_set: '0.0' :template: NECB2017 docker_command: docker run --rm -v C:\Users\plopez\PycharmProjects\btap_batch\examples\idp\idp_example_sens\e867069b-485c-428d-a193-1d87e73038b3\output:/btap_costing/utilities/btap_cli/output -v C:\Users\plopez\PycharmProjects\btap_batch\examples\idp\idp_example_sens\e867069b-485c-428d-a193-1d87e73038b3\input\bf185ec6-dfb9-478f-b37c-8bc96a072198:/btap_costing/utilities/btap_cli/input btap_private_cli bundle exec ruby btap_cli.rb | idp_example_sens | e867069b-485c-428d-a193-1d87e73038b3 | bf185ec6-dfb9-478f-b37c-8bc96a072198 | NECB2017 | FullServiceRestaurant | Electricity | Electricity | CAN_QC_Montreal-Trudeau.Intl.AP.716270_CWEC2016.epw | sensitivity |  | NECB_Default | NECB_Default | NECB_Default | NECB_Default | NECB_Default | NECB_Default | NECB_Default | NECB_Default | NECB_Default | NECB_Default | NECB_Default | NECB_Default | NECB_Default | NECB_Default | NECB_Default | NECB_Default | NECB_Default | NECB_Default | NECB_Default | NECB_Default | NECB_Default | NECB_Default | NECB_Default | NECB_Default | 0 | 90 | 1 | 1 | 1 | NECB_Default | NECB_Default | NECB_Default | NECB_Default | NECB_Default | NECB_Default | NECB_Default | NECB_Default | NECB_Default | NECB_Default | NECB_Default | NECB_Default | NECB_Default | NECB_Default | NECB_Default | NECB_Default | local | 834599497928 | btap_private_cli |  | TRUE | TRUE |  | :ext_roof_cond | 335.9957 | 40.225 | 198.8273 | 321.7147 | 511.15 | 845.2233 | 37.3 | FullServiceRestaurant |  |  | 0 | FullServiceRestaurant | 1 |  | 1 | NECB2017 | 0.35452 | 2384.1067 | 242.0252 | 11.7183 | 64.9441 | 31.8231 | 821.1983 | 470.6876 | MONTREAL | QUEBEC | 0.57333 | 0 | 0 | 0.57333 | 36.5151 | 0 | 0 | 36.5151 | 0 | 0.060726 | 0 | 0 | 1.4753 | 0.2285 | 0.08207 | 0.71576 | 0.067182 | 0.16792 | 0 | 0 | 1.4753 | 0.15318 | 365.8659 | 0 | 37.3 | 0.757 | [5 empty] | 0.156 | 0.247 | 1.9 |  | 0 | Montreal-Trudeau Intl AP | CAN | 323 | 4090 | 45.471 | -73.741 | 6 | 4400 | QC | CAN_QC_Montreal-Trudeau.Intl.AP.716270_CWEC2016.epw | 1.4754 | 40.225 | 335.9957 | 7.5507 | 18.099 | FALSE | FALSE | FALSE | FALSE | 12.385 | 16.2697 | 0 | 0.21423 | 0.0048524 | 78.3 | 0 | 44.149 | 1.0279 | 0.023283 | 375.71 | 0 | 1.4753 | 39.33 | 24.83 | 0 | 0 |  | file:///C:\Users\plopez\PycharmProjects\btap_batch\examples\idp\idp_example_sens\e867069b-485c-428d-a193-1d87e73038b3\output\bf185ec6-dfb9-478f-b37c-8bc96a072198 | 1.0.002 |  | docker run --rm -v C:\Users\plopez\PycharmProjects\btap_batch\examples\idp\idp_example_sens\e867069b-485c-428d-a193-1d87e73038b3\output:/btap_costing/utilities/btap_cli/output -v C:\Users\plopez\PycharmProjects\btap_batch\examples\idp\idp_example_sens\e867069b-485c-428d-a193-1d87e73038b3\input\bf185ec6-dfb9-478f-b37c-8bc96a072198:/btap_costing/utilities/btap_cli/input btap_private_cli bundle exec ruby btap_cli.rb | 0.4 | 0.4 | 1 | 0.1 | -1.2 | non_compliant | -1.2
51 | 39 |  | TRUE | 56 | 0 | 0 | 262.5506 |  |  |  | 0.1 | 2021-09-24 19:47:49 +0000 | 438c2ebff | 0.2.14 | :adv_dx_units: NECB_Default :airloop_economizer_type: NECB_Default :algorithm_type: sensitivity :analysis_id: e867069b-485c-428d-a193-1d87e73038b3 :analysis_name: idp_example_sens :boiler_eff: NECB_Default :btap_batch_version: 1.0.002 :building_type: FullServiceRestaurant :chiller_type: NECB_Default :compute_environment: local :datapoint_id: 5a58d3d3-bace-4e93-8f23-836e72845ab9 :daylighting_type: NECB_Default :dcv_type: NECB_Default :door_construction_cond: NECB_Default :ecm_system_name: NECB_Default :electrical_loads_scale: NECB_Default :enable_costing: true :epw_file: CAN_QC_Montreal-Trudeau.Intl.AP.716270_CWEC2016.epw :erv_package: NECB_Default :ext_floor_cond: NECB_Default :ext_roof_cond: NECB_Default :ext_wall_cond: NECB_Default :fdwr_set: NECB_Default :fixed_wind_solar_trans: NECB_Default :fixed_window_cond: NECB_Default :furnace_eff: NECB_Default :glass_door_cond: NECB_Default :glass_door_solar_trans: NECB_Default :ground_floor_cond: NECB_Default :ground_roof_cond: NECB_Default :ground_wall_cond: NECB_Default :image_name: btap_private_cli :infiltration_scale: NECB_Default :lights_scale: NECB_Default :lights_type: NECB_Default :nv_delta_temp_in_out: NECB_Default :nv_opening_fraction: NECB_Default :nv_temp_out_min: NECB_Default :nv_type: NECB_Default :oa_scale: NECB_Default :occupancy_loads_scale: NECB_Default :output_meters: [] :output_variables: [] :overhead_door_cond: NECB_Default :primary_heating_fuel: Electricity :pv_ground_azimuth_angle: NECB_Default :pv_ground_module_description: NECB_Default :pv_ground_tilt_angle: NECB_Default :pv_ground_total_area_pv_panels_m2: NECB_Default :pv_ground_type: NECB_Default :rotation_degrees: '90.0' :run_annual_simulation: true :s3_bucket: '834599497928' :scale_x: '1.0' :scale_y: '1.0' :scale_z: '1.0' :scenario: :fixed_window_cond :shw_eff: NECB_Default :skylight_cond: NECB_Default :skylight_solar_trans: NECB_Default :srr_set: '0.0' :template: NECB2017 docker_command: docker run --rm -v C:\Users\plopez\PycharmProjects\btap_batch\examples\idp\idp_example_sens\e867069b-485c-428d-a193-1d87e73038b3\output:/btap_costing/utilities/btap_cli/output -v C:\Users\plopez\PycharmProjects\btap_batch\examples\idp\idp_example_sens\e867069b-485c-428d-a193-1d87e73038b3\input\5a58d3d3-bace-4e93-8f23-836e72845ab9:/btap_costing/utilities/btap_cli/input btap_private_cli bundle exec ruby btap_cli.rb | idp_example_sens | e867069b-485c-428d-a193-1d87e73038b3 | 5a58d3d3-bace-4e93-8f23-836e72845ab9 | NECB2017 | FullServiceRestaurant | Electricity | Electricity | CAN_QC_Montreal-Trudeau.Intl.AP.716270_CWEC2016.epw | sensitivity |  | NECB_Default | NECB_Default | NECB_Default | NECB_Default | NECB_Default | NECB_Default | NECB_Default | NECB_Default | NECB_Default | NECB_Default | NECB_Default | NECB_Default | NECB_Default | NECB_Default | NECB_Default | NECB_Default | NECB_Default | NECB_Default | NECB_Default | NECB_Default | NECB_Default | NECB_Default | NECB_Default | NECB_Default | 0 | 90 | 1 | 1 | 1 | NECB_Default | NECB_Default | NECB_Default | NECB_Default | NECB_Default | NECB_Default | NECB_Default | NECB_Default | NECB_Default | NECB_Default | NECB_Default | NECB_Default | NECB_Default | NECB_Default | NECB_Default | NECB_Default | local | 834599497928 | btap_private_cli |  | TRUE | TRUE |  | :fixed_window_cond | 335.9957 | 40.225 | 198.8273 | 321.7147 | 511.15 | 845.2233 | 37.3 | FullServiceRestaurant |  |  | 0 | FullServiceRestaurant | 1 |  | 1 | NECB2017 | 0.35452 | 2384.1067 | 242.0252 | 11.7183 | 64.9441 | 31.8231 | 821.1983 | 470.6876 | MONTREAL | QUEBEC | 0.57333 | 0 | 0 | 0.57333 | 36.5151 | 0 | 0 | 36.5151 | 0 | 0.060726 | 0 | 0 | 1.4753 | 0.2285 | 0.08207 | 0.71576 | 0.067182 | 0.16792 | 0 | 0 | 1.4753 | 0.15318 | 365.8659 | 0 | 37.3 | 0.757 | [5 empty] | 0.156 | 0.247 | 1.9 |  | 0 | Montreal-Trudeau Intl AP | CAN | 323 | 4090 | 45.471 | -73.741 | 6 | 4400 | QC | CAN_QC_Montreal-Trudeau.Intl.AP.716270_CWEC2016.epw | 1.4754 | 40.225 | 335.9957 | 7.5507 | 18.099 | FALSE | FALSE | FALSE | FALSE | 12.385 | 16.2697 | 0 | 0.21423 | 0.0048524 | 78.3 | 0 | 44.149 | 1.0279 | 0.023283 | 375.71 | 0 | 1.4753 | 39.33 | 24.83 | 0 | 0 |  | file:///C:\Users\plopez\PycharmProjects\btap_batch\examples\idp\idp_example_sens\e867069b-485c-428d-a193-1d87e73038b3\output\5a58d3d3-bace-4e93-8f23-836e72845ab9 | 1.0.002 |  | docker run --rm -v C:\Users\plopez\PycharmProjects\btap_batch\examples\idp\idp_example_sens\e867069b-485c-428d-a193-1d87e73038b3\output:/btap_costing/utilities/btap_cli/output -v C:\Users\plopez\PycharmProjects\btap_batch\examples\idp\idp_example_sens\e867069b-485c-428d-a193-1d87e73038b3\input\5a58d3d3-bace-4e93-8f23-836e72845ab9:/btap_costing/utilities/btap_cli/input btap_private_cli bundle exec ruby btap_cli.rb | 0.4 | 0.4 | 1 | 0.1 | -1.2 | non_compliant | -1.2
52 | 40 |  | TRUE | 56 | 0 | 0 | 263.3349 |  |  |  | 0.1 | 2021-09-24 19:47:49 +0000 | 438c2ebff | 0.2.14 | :adv_dx_units: NECB_Default :airloop_economizer_type: NECB_Default :algorithm_type: sensitivity :analysis_id: e867069b-485c-428d-a193-1d87e73038b3 :analysis_name: idp_example_sens :boiler_eff: NECB_Default :btap_batch_version: 1.0.002 :building_type: FullServiceRestaurant :chiller_type: NECB_Default :compute_environment: local :datapoint_id: fd8c8367-8122-45d9-82f9-7ba05a063f22 :daylighting_type: NECB_Default :dcv_type: NECB_Default :door_construction_cond: NECB_Default :ecm_system_name: NECB_Default :electrical_loads_scale: NECB_Default :enable_costing: true :epw_file: CAN_QC_Montreal-Trudeau.Intl.AP.716270_CWEC2016.epw :erv_package: NECB_Default :ext_floor_cond: NECB_Default :ext_roof_cond: NECB_Default :ext_wall_cond: NECB_Default :fdwr_set: NECB_Default :fixed_wind_solar_trans: NECB_Default :fixed_window_cond: NECB_Default :furnace_eff: NECB_Default :glass_door_cond: NECB_Default :glass_door_solar_trans: NECB_Default :ground_floor_cond: NECB_Default :ground_roof_cond: NECB_Default :ground_wall_cond: NECB_Default :image_name: btap_private_cli :infiltration_scale: NECB_Default :lights_scale: NECB_Default :lights_type: NECB_Default :nv_delta_temp_in_out: NECB_Default :nv_opening_fraction: NECB_Default :nv_temp_out_min: NECB_Default :nv_type: NECB_Default :oa_scale: NECB_Default :occupancy_loads_scale: NECB_Default :output_meters: [] :output_variables: [] :overhead_door_cond: NECB_Default :primary_heating_fuel: Electricity :pv_ground_azimuth_angle: NECB_Default :pv_ground_module_description: NECB_Default :pv_ground_tilt_angle: NECB_Default :pv_ground_total_area_pv_panels_m2: NECB_Default :pv_ground_type: NECB_Default :rotation_degrees: '90.0' :run_annual_simulation: true :s3_bucket: '834599497928' :scale_x: '1.0' :scale_y: '1.0' :scale_z: '1.0' :scenario: :dcv_type :shw_eff: NECB_Default :skylight_cond: NECB_Default :skylight_solar_trans: NECB_Default :srr_set: '0.0' :template: NECB2017 docker_command: docker run --rm -v C:\Users\plopez\PycharmProjects\btap_batch\examples\idp\idp_example_sens\e867069b-485c-428d-a193-1d87e73038b3\output:/btap_costing/utilities/btap_cli/output -v C:\Users\plopez\PycharmProjects\btap_batch\examples\idp\idp_example_sens\e867069b-485c-428d-a193-1d87e73038b3\input\fd8c8367-8122-45d9-82f9-7ba05a063f22:/btap_costing/utilities/btap_cli/input btap_private_cli bundle exec ruby btap_cli.rb | idp_example_sens | e867069b-485c-428d-a193-1d87e73038b3 | fd8c8367-8122-45d9-82f9-7ba05a063f22 | NECB2017 | FullServiceRestaurant | Electricity | Electricity | CAN_QC_Montreal-Trudeau.Intl.AP.716270_CWEC2016.epw | sensitivity |  | NECB_Default | NECB_Default | NECB_Default | NECB_Default | NECB_Default | NECB_Default | NECB_Default | NECB_Default | NECB_Default | NECB_Default | NECB_Default | NECB_Default | NECB_Default | NECB_Default | NECB_Default | NECB_Default | NECB_Default | NECB_Default | NECB_Default | NECB_Default | NECB_Default | NECB_Default | NECB_Default | NECB_Default | 0 | 90 | 1 | 1 | 1 | NECB_Default | NECB_Default | NECB_Default | NECB_Default | NECB_Default | NECB_Default | NECB_Default | NECB_Default | NECB_Default | NECB_Default | NECB_Default | NECB_Default | NECB_Default | NECB_Default | NECB_Default | NECB_Default | local | 834599497928 | btap_private_cli |  | TRUE | TRUE |  | :dcv_type | 335.9957 | 40.225 | 198.8273 | 321.7147 | 511.15 | 845.2233 | 37.3 | FullServiceRestaurant |  |  | 0 | FullServiceRestaurant | 1 |  | 1 | NECB2017 | 0.35452 | 2384.1067 | 242.0252 | 11.7183 | 64.9441 | 31.8231 | 821.1983 | 470.6876 | MONTREAL | QUEBEC | 0.57333 | 0 | 0 | 0.57333 | 36.5151 | 0 | 0 | 36.5151 | 0 | 0.060726 | 0 | 0 | 1.4753 | 0.2285 | 0.08207 | 0.71576 | 0.067182 | 0.16792 | 0 | 0 | 1.4753 | 0.15318 | 365.8659 | 0 | 37.3 | 0.757 | [5 empty] | 0.156 | 0.247 | 1.9 |  | 0 | Montreal-Trudeau Intl AP | CAN | 323 | 4090 | 45.471 | -73.741 | 6 | 4400 | QC | CAN_QC_Montreal-Trudeau.Intl.AP.716270_CWEC2016.epw | 1.4754 | 40.225 | 335.9957 | 7.5507 | 18.099 | FALSE | FALSE | FALSE | FALSE | 12.385 | 16.2697 | 0 | 0.21423 | 0.0048524 | 78.3 | 0 | 44.149 | 1.0279 | 0.023283 | 375.71 | 0 | 1.4753 | 39.33 | 24.83 | 0 | 0 |  | file:///C:\Users\plopez\PycharmProjects\btap_batch\examples\idp\idp_example_sens\e867069b-485c-428d-a193-1d87e73038b3\output\fd8c8367-8122-45d9-82f9-7ba05a063f22 | 1.0.002 |  | docker run --rm -v C:\Users\plopez\PycharmProjects\btap_batch\examples\idp\idp_example_sens\e867069b-485c-428d-a193-1d87e73038b3\output:/btap_costing/utilities/btap_cli/output -v C:\Users\plopez\PycharmProjects\btap_batch\examples\idp\idp_example_sens\e867069b-485c-428d-a193-1d87e73038b3\input\fd8c8367-8122-45d9-82f9-7ba05a063f22:/btap_costing/utilities/btap_cli/input btap_private_cli bundle exec ruby btap_cli.rb | 0.4 | 0.4 | 1 | 0.1 | -1.2 | non_compliant | -1.2
53 | 41 |  | TRUE | 58 | 0 | 0 | 263.5182 |  |  |  | 0.1 | 2021-09-24 19:47:50 +0000 | 438c2ebff | 0.2.14 | :adv_dx_units: NECB_Default :airloop_economizer_type: NECB_Default :algorithm_type: sensitivity :analysis_id: e867069b-485c-428d-a193-1d87e73038b3 :analysis_name: idp_example_sens :boiler_eff: NECB_Default :btap_batch_version: 1.0.002 :building_type: FullServiceRestaurant :chiller_type: NECB_Default :compute_environment: local :datapoint_id: 5482d485-9165-4cf8-aea9-928a1907bd8f :daylighting_type: NECB_Default :dcv_type: CO2_based_DCV :door_construction_cond: NECB_Default :ecm_system_name: NECB_Default :electrical_loads_scale: NECB_Default :enable_costing: true :epw_file: CAN_QC_Montreal-Trudeau.Intl.AP.716270_CWEC2016.epw :erv_package: NECB_Default :ext_floor_cond: NECB_Default :ext_roof_cond: NECB_Default :ext_wall_cond: NECB_Default :fdwr_set: NECB_Default :fixed_wind_solar_trans: NECB_Default :fixed_window_cond: NECB_Default :furnace_eff: NECB_Default :glass_door_cond: NECB_Default :glass_door_solar_trans: NECB_Default :ground_floor_cond: NECB_Default :ground_roof_cond: NECB_Default :ground_wall_cond: NECB_Default :image_name: btap_private_cli :infiltration_scale: NECB_Default :lights_scale: NECB_Default :lights_type: NECB_Default :nv_delta_temp_in_out: NECB_Default :nv_opening_fraction: NECB_Default :nv_temp_out_min: NECB_Default :nv_type: NECB_Default :oa_scale: NECB_Default :occupancy_loads_scale: NECB_Default :output_meters: [] :output_variables: [] :overhead_door_cond: NECB_Default :primary_heating_fuel: Electricity :pv_ground_azimuth_angle: NECB_Default :pv_ground_module_description: NECB_Default :pv_ground_tilt_angle: NECB_Default :pv_ground_total_area_pv_panels_m2: NECB_Default :pv_ground_type: NECB_Default :rotation_degrees: '90.0' :run_annual_simulation: true :s3_bucket: '834599497928' :scale_x: '1.0' :scale_y: '1.0' :scale_z: '1.0' :scenario: :dcv_type :shw_eff: NECB_Default :skylight_cond: NECB_Default :skylight_solar_trans: NECB_Default :srr_set: '0.0' :template: NECB2017 docker_command: docker run --rm -v C:\Users\plopez\PycharmProjects\btap_batch\examples\idp\idp_example_sens\e867069b-485c-428d-a193-1d87e73038b3\output:/btap_costing/utilities/btap_cli/output -v C:\Users\plopez\PycharmProjects\btap_batch\examples\idp\idp_example_sens\e867069b-485c-428d-a193-1d87e73038b3\input\5482d485-9165-4cf8-aea9-928a1907bd8f:/btap_costing/utilities/btap_cli/input btap_private_cli bundle exec ruby btap_cli.rb | idp_example_sens | e867069b-485c-428d-a193-1d87e73038b3 | 5482d485-9165-4cf8-aea9-928a1907bd8f | NECB2017 | FullServiceRestaurant | Electricity | Electricity | CAN_QC_Montreal-Trudeau.Intl.AP.716270_CWEC2016.epw | sensitivity |  | CO2_based_DCV | NECB_Default | NECB_Default | NECB_Default | NECB_Default | NECB_Default | NECB_Default | NECB_Default | NECB_Default | NECB_Default | NECB_Default | NECB_Default | NECB_Default | NECB_Default | NECB_Default | NECB_Default | NECB_Default | NECB_Default | NECB_Default | NECB_Default | NECB_Default | NECB_Default | NECB_Default | NECB_Default | 0 | 90 | 1 | 1 | 1 | NECB_Default | NECB_Default | NECB_Default | NECB_Default | NECB_Default | NECB_Default | NECB_Default | NECB_Default | NECB_Default | NECB_Default | NECB_Default | NECB_Default | NECB_Default | NECB_Default | NECB_Default | NECB_Default | local | 834599497928 | btap_private_cli |  | TRUE | TRUE |  | :dcv_type | 127.5057 | 26.8146 | 5.5322 | 128.2402 | 511.15 | 845.2233 | 37.3 | FullServiceRestaurant |  |  | 0 | FullServiceRestaurant | 1 |  | 1 | NECB2017 | 0.35452 | 2384.1067 | 242.0252 | 11.7183 | 64.9441 | 31.8231 | 828.847 | 478.3363 | MONTREAL | QUEBEC | 0.27672 | 0 | 0 | 0.27672 | 17.624 | 0 | 0 | 17.624 | 0 | 0.060041 | 0 | 0 | 0.71206 | 0.22854 | 0.015299 | 0.019896 | 0.067182 | 0.16792 | 0 | 0 | 0.71206 | 0.15318 | 158.7185 | 0 | 37.3 | 0.757 | [5 empty] | 0.156 | 0.247 | 1.9 |  | 0 | Montreal-Trudeau Intl AP | CAN | 323 | 4090 | 45.471 | -73.741 | 6 | 4400 | QC | CAN_QC_Montreal-Trudeau.Intl.AP.716270_CWEC2016.epw | 0.71207 | 26.8146 | 127.5057 | 7.5507 | 18.0989 | FALSE | FALSE | TRUE | FALSE | 12.385 | 16.2696 | 0 | 0.21423 | 0.0048524 | 78.3 | 0 | 44.149 | 1.0279 | 0.023283 | 375.71 | 0 | 0.71206 | 39.67 | 25.67 | 0 | 0 |  | file:///C:\Users\plopez\PycharmProjects\btap_batch\examples\idp\idp_example_sens\e867069b-485c-428d-a193-1d87e73038b3\output\5482d485-9165-4cf8-aea9-928a1907bd8f | 1.0.002 |  | docker run --rm -v C:\Users\plopez\PycharmProjects\btap_batch\examples\idp\idp_example_sens\e867069b-485c-428d-a193-1d87e73038b3\output:/btap_costing/utilities/btap_cli/output -v C:\Users\plopez\PycharmProjects\btap_batch\examples\idp\idp_example_sens\e867069b-485c-428d-a193-1d87e73038b3\input\5482d485-9165-4cf8-aea9-928a1907bd8f:/btap_costing/utilities/btap_cli/input btap_private_cli bundle exec ruby btap_cli.rb | -18.5 | -18.5 | 1 | 56.7 | 51.2 | tier_3 | 51.2
54 | 42 |  | TRUE | 56 | 0 | 0 | 262.8837 |  |  |  | 0.1 | 2021-09-24 19:47:49 +0000 | 438c2ebff | 0.2.14 | :adv_dx_units: NECB_Default :airloop_economizer_type: NECB_Default :algorithm_type: sensitivity :analysis_id: e867069b-485c-428d-a193-1d87e73038b3 :analysis_name: idp_example_sens :boiler_eff: NECB_Default :btap_batch_version: 1.0.002 :building_type: FullServiceRestaurant :chiller_type: NECB_Default :compute_environment: local :datapoint_id: a3f4c59c-9c0d-472a-8d6c-62502b8f5860 :daylighting_type: NECB_Default :dcv_type: NECB_Default :door_construction_cond: NECB_Default :ecm_system_name: NECB_Default :electrical_loads_scale: NECB_Default :enable_costing: true :epw_file: CAN_QC_Montreal-Trudeau.Intl.AP.716270_CWEC2016.epw :erv_package: NECB_Default :ext_floor_cond: NECB_Default :ext_roof_cond: NECB_Default :ext_wall_cond: NECB_Default :fdwr_set: NECB_Default :fixed_wind_solar_trans: NECB_Default :fixed_window_cond: NECB_Default :furnace_eff: NECB_Default :glass_door_cond: '1.6' :glass_door_solar_trans: NECB_Default :ground_floor_cond: NECB_Default :ground_roof_cond: NECB_Default :ground_wall_cond: NECB_Default :image_name: btap_private_cli :infiltration_scale: NECB_Default :lights_scale: NECB_Default :lights_type: NECB_Default :nv_delta_temp_in_out: NECB_Default :nv_opening_fraction: NECB_Default :nv_temp_out_min: NECB_Default :nv_type: NECB_Default :oa_scale: NECB_Default :occupancy_loads_scale: NECB_Default :output_meters: [] :output_variables: [] :overhead_door_cond: NECB_Default :primary_heating_fuel: Electricity :pv_ground_azimuth_angle: NECB_Default :pv_ground_module_description: NECB_Default :pv_ground_tilt_angle: NECB_Default :pv_ground_total_area_pv_panels_m2: NECB_Default :pv_ground_type: NECB_Default :rotation_degrees: '90.0' :run_annual_simulation: true :s3_bucket: '834599497928' :scale_x: '1.0' :scale_y: '1.0' :scale_z: '1.0' :scenario: :glass_door_cond :shw_eff: NECB_Default :skylight_cond: NECB_Default :skylight_solar_trans: NECB_Default :srr_set: '0.0' :template: NECB2017 docker_command: docker run --rm -v C:\Users\plopez\PycharmProjects\btap_batch\examples\idp\idp_example_sens\e867069b-485c-428d-a193-1d87e73038b3\output:/btap_costing/utilities/btap_cli/output -v C:\Users\plopez\PycharmProjects\btap_batch\examples\idp\idp_example_sens\e867069b-485c-428d-a193-1d87e73038b3\input\a3f4c59c-9c0d-472a-8d6c-62502b8f5860:/btap_costing/utilities/btap_cli/input btap_private_cli bundle exec ruby btap_cli.rb | idp_example_sens | e867069b-485c-428d-a193-1d87e73038b3 | a3f4c59c-9c0d-472a-8d6c-62502b8f5860 | NECB2017 | FullServiceRestaurant | Electricity | Electricity | CAN_QC_Montreal-Trudeau.Intl.AP.716270_CWEC2016.epw | sensitivity |  | NECB_Default | NECB_Default | NECB_Default | NECB_Default | NECB_Default | NECB_Default | NECB_Default | NECB_Default | NECB_Default | NECB_Default | NECB_Default | NECB_Default | NECB_Default | NECB_Default | NECB_Default | NECB_Default | NECB_Default | 1.6 | NECB_Default | NECB_Default | NECB_Default | NECB_Default | NECB_Default | NECB_Default | 0 | 90 | 1 | 1 | 1 | NECB_Default | NECB_Default | NECB_Default | NECB_Default | NECB_Default | NECB_Default | NECB_Default | NECB_Default | NECB_Default | NECB_Default | NECB_Default | NECB_Default | NECB_Default | NECB_Default | NECB_Default | NECB_Default | local | 834599497928 | btap_private_cli |  | TRUE | TRUE |  | :glass_door_cond | 335.9957 | 40.225 | 198.8273 | 321.7147 | 511.15 | 845.2233 | 37.3 | FullServiceRestaurant |  |  | 0 | FullServiceRestaurant | 1 |  | 1 | NECB2017 | 0.35452 | 2384.1067 | 242.0252 | 11.7183 | 64.9441 | 31.8231 | 821.1983 | 470.6876 | MONTREAL | QUEBEC | 0.57333 | 0 | 0 | 0.57333 | 36.5151 | 0 | 0 | 36.5151 | 0 | 0.060726 | 0 | 0 | 1.4753 | 0.2285 | 0.08207 | 0.71576 | 0.067182 | 0.16792 | 0 | 0 | 1.4753 | 0.15318 | 365.8659 | 0 | 37.3 | 0.757 | [5 empty] | 0.156 | 0.247 | 1.9 |  | 0 | Montreal-Trudeau Intl AP | CAN | 323 | 4090 | 45.471 | -73.741 | 6 | 4400 | QC | CAN_QC_Montreal-Trudeau.Intl.AP.716270_CWEC2016.epw | 1.4754 | 40.225 | 335.9957 | 7.5507 | 18.099 | FALSE | FALSE | FALSE | FALSE | 12.385 | 16.2697 | 0 | 0.21423 | 0.0048524 | 78.3 | 0 | 44.149 | 1.0279 | 0.023283 | 375.71 | 0 | 1.4753 | 39.33 | 24.83 | 0 | 0 |  | file:///C:\Users\plopez\PycharmProjects\btap_batch\examples\idp\idp_example_sens\e867069b-485c-428d-a193-1d87e73038b3\output\a3f4c59c-9c0d-472a-8d6c-62502b8f5860 | 1.0.002 |  | docker run --rm -v C:\Users\plopez\PycharmProjects\btap_batch\examples\idp\idp_example_sens\e867069b-485c-428d-a193-1d87e73038b3\output:/btap_costing/utilities/btap_cli/output -v C:\Users\plopez\PycharmProjects\btap_batch\examples\idp\idp_example_sens\e867069b-485c-428d-a193-1d87e73038b3\input\a3f4c59c-9c0d-472a-8d6c-62502b8f5860:/btap_costing/utilities/btap_cli/input btap_private_cli bundle exec ruby btap_cli.rb | 0.4 | 0.4 | 1 | 0.1 | -1.2 | non_compliant | -1.2
55 | 43 |  | TRUE | 56 | 0 | 0 | 263.334 |  |  |  | 0.1 | 2021-09-24 19:47:51 +0000 | 438c2ebff | 0.2.14 | :adv_dx_units: NECB_Default :airloop_economizer_type: NECB_Default :algorithm_type: sensitivity :analysis_id: e867069b-485c-428d-a193-1d87e73038b3 :analysis_name: idp_example_sens :boiler_eff: NECB_Default :btap_batch_version: 1.0.002 :building_type: FullServiceRestaurant :chiller_type: NECB_Default :compute_environment: local :datapoint_id: a6aa8151-35dd-4fd3-b194-da6032f21dae :daylighting_type: NECB_Default :dcv_type: NECB_Default :door_construction_cond: NECB_Default :ecm_system_name: NECB_Default :electrical_loads_scale: NECB_Default :enable_costing: true :epw_file: CAN_QC_Montreal-Trudeau.Intl.AP.716270_CWEC2016.epw :erv_package: NECB_Default :ext_floor_cond: NECB_Default :ext_roof_cond: NECB_Default :ext_wall_cond: NECB_Default :fdwr_set: NECB_Default :fixed_wind_solar_trans: '0.5' :fixed_window_cond: NECB_Default :furnace_eff: NECB_Default :glass_door_cond: NECB_Default :glass_door_solar_trans: NECB_Default :ground_floor_cond: NECB_Default :ground_roof_cond: NECB_Default :ground_wall_cond: NECB_Default :image_name: btap_private_cli :infiltration_scale: NECB_Default :lights_scale: NECB_Default :lights_type: NECB_Default :nv_delta_temp_in_out: NECB_Default :nv_opening_fraction: NECB_Default :nv_temp_out_min: NECB_Default :nv_type: NECB_Default :oa_scale: NECB_Default :occupancy_loads_scale: NECB_Default :output_meters: [] :output_variables: [] :overhead_door_cond: NECB_Default :primary_heating_fuel: Electricity :pv_ground_azimuth_angle: NECB_Default :pv_ground_module_description: NECB_Default :pv_ground_tilt_angle: NECB_Default :pv_ground_total_area_pv_panels_m2: NECB_Default :pv_ground_type: NECB_Default :rotation_degrees: '90.0' :run_annual_simulation: true :s3_bucket: '834599497928' :scale_x: '1.0' :scale_y: '1.0' :scale_z: '1.0' :scenario: :fixed_wind_solar_trans :shw_eff: NECB_Default :skylight_cond: NECB_Default :skylight_solar_trans: NECB_Default :srr_set: '0.0' :template: NECB2017 docker_command: docker run --rm -v C:\Users\plopez\PycharmProjects\btap_batch\examples\idp\idp_example_sens\e867069b-485c-428d-a193-1d87e73038b3\output:/btap_costing/utilities/btap_cli/output -v C:\Users\plopez\PycharmProjects\btap_batch\examples\idp\idp_example_sens\e867069b-485c-428d-a193-1d87e73038b3\input\a6aa8151-35dd-4fd3-b194-da6032f21dae:/btap_costing/utilities/btap_cli/input btap_private_cli bundle exec ruby btap_cli.rb | idp_example_sens | e867069b-485c-428d-a193-1d87e73038b3 | a6aa8151-35dd-4fd3-b194-da6032f21dae | NECB2017 | FullServiceRestaurant | Electricity | Electricity | CAN_QC_Montreal-Trudeau.Intl.AP.716270_CWEC2016.epw | sensitivity |  | NECB_Default | NECB_Default | NECB_Default | NECB_Default | NECB_Default | NECB_Default | NECB_Default | NECB_Default | NECB_Default | NECB_Default | NECB_Default | NECB_Default | NECB_Default | NECB_Default | NECB_Default | NECB_Default | NECB_Default | NECB_Default | NECB_Default | NECB_Default | NECB_Default | 0.5 | NECB_Default | NECB_Default | 0 | 90 | 1 | 1 | 1 | NECB_Default | NECB_Default | NECB_Default | NECB_Default | NECB_Default | NECB_Default | NECB_Default | NECB_Default | NECB_Default | NECB_Default | NECB_Default | NECB_Default | NECB_Default | NECB_Default | NECB_Default | NECB_Default | local | 834599497928 | btap_private_cli |  | TRUE | TRUE |  | :fixed_wind_solar_trans | 336.9842 | 38.8591 | 203.4954 | 322.6168 | 511.15 | 845.2233 | 37.3 | FullServiceRestaurant |  |  | 0 | FullServiceRestaurant | 1 |  | 1 | NECB2017 | 0.35452 | 2384.1067 | 242.2995 | 11.7183 | 64.9441 | 31.8231 | 799.2278 | 448.4428 | MONTREAL | QUEBEC | 0.57459 | 0 | 0 | 0.57459 | 36.5955 | 0 | 0 | 36.5955 | 0 | 0.055678 | 0 | 0 | 1.4786 | 0.21997 | 0.08207 | 0.73258 | 0.067182 | 0.16792 | 0 | 0 | 1.4786 | 0.15318 | 367.216 | 0 | 37.3 | 0.757 | [5 empty] | 0.156 | 0.247 | 1.9 |  | 0 | Montreal-Trudeau Intl AP | CAN | 323 | 4090 | 45.471 | -73.741 | 6 | 4400 | QC | CAN_QC_Montreal-Trudeau.Intl.AP.716270_CWEC2016.epw | 1.4786 | 38.8591 | 336.9842 | 7.5507 | 18.099 | FALSE | FALSE | FALSE | FALSE | 12.385 | 16.2697 | 0 | 0.21423 | 0.0048524 | 78.3 | 0 | 44.149 | 1.0279 | 0.023283 | 375.71 | 0 | 1.4786 | 32.83 | 19.33 | 0 | 0 |  | file:///C:\Users\plopez\PycharmProjects\btap_batch\examples\idp\idp_example_sens\e867069b-485c-428d-a193-1d87e73038b3\output\a6aa8151-35dd-4fd3-b194-da6032f21dae | 1.0.002 |  | docker run --rm -v C:\Users\plopez\PycharmProjects\btap_batch\examples\idp\idp_example_sens\e867069b-485c-428d-a193-1d87e73038b3\output:/btap_costing/utilities/btap_cli/output -v C:\Users\plopez\PycharmProjects\btap_batch\examples\idp\idp_example_sens\e867069b-485c-428d-a193-1d87e73038b3\input\a6aa8151-35dd-4fd3-b194-da6032f21dae:/btap_costing/utilities/btap_cli/input btap_private_cli bundle exec ruby btap_cli.rb | 0.5 | 0.5 | 1 | -0.3 | -1.4 | non_compliant | -1.4
56 | 44 |  | TRUE | 56 | 0 | 0 | 264.2599 |  |  |  | 0.1 | 2021-09-24 19:47:49 +0000 | 438c2ebff | 0.2.14 | :adv_dx_units: NECB_Default :airloop_economizer_type: NECB_Default :algorithm_type: sensitivity :analysis_id: e867069b-485c-428d-a193-1d87e73038b3 :analysis_name: idp_example_sens :boiler_eff: NECB_Default :btap_batch_version: 1.0.002 :building_type: FullServiceRestaurant :chiller_type: NECB_Default :compute_environment: local :datapoint_id: b02485c8-d41e-4882-a601-7fde7b6e08e6 :daylighting_type: NECB_Default :dcv_type: NECB_Default :door_construction_cond: NECB_Default :ecm_system_name: NECB_Default :electrical_loads_scale: NECB_Default :enable_costing: true :epw_file: CAN_QC_Montreal-Trudeau.Intl.AP.716270_CWEC2016.epw :erv_package: NECB_Default :ext_floor_cond: NECB_Default :ext_roof_cond: NECB_Default :ext_wall_cond: NECB_Default :fdwr_set: NECB_Default :fixed_wind_solar_trans: NECB_Default :fixed_window_cond: NECB_Default :furnace_eff: NECB_Default :glass_door_cond: NECB_Default :glass_door_solar_trans: NECB_Default :ground_floor_cond: NECB_Default :ground_roof_cond: NECB_Default :ground_wall_cond: NECB_Default :image_name: btap_private_cli :infiltration_scale: NECB_Default :lights_scale: NECB_Default :lights_type: NECB_Default :nv_delta_temp_in_out: NECB_Default :nv_opening_fraction: NECB_Default :nv_temp_out_min: NECB_Default :nv_type: NECB_Default :oa_scale: NECB_Default :occupancy_loads_scale: NECB_Default :output_meters: [] :output_variables: [] :overhead_door_cond: NECB_Default :primary_heating_fuel: Electricity :pv_ground_azimuth_angle: NECB_Default :pv_ground_module_description: NECB_Default :pv_ground_tilt_angle: NECB_Default :pv_ground_total_area_pv_panels_m2: NECB_Default :pv_ground_type: NECB_Default :rotation_degrees: '90.0' :run_annual_simulation: true :s3_bucket: '834599497928' :scale_x: '1.0' :scale_y: '1.0' :scale_z: '1.0' :scenario: :daylighting_type :shw_eff: NECB_Default :skylight_cond: NECB_Default :skylight_solar_trans: NECB_Default :srr_set: '0.0' :template: NECB2017 docker_command: docker run --rm -v C:\Users\plopez\PycharmProjects\btap_batch\examples\idp\idp_example_sens\e867069b-485c-428d-a193-1d87e73038b3\output:/btap_costing/utilities/btap_cli/output -v C:\Users\plopez\PycharmProjects\btap_batch\examples\idp\idp_example_sens\e867069b-485c-428d-a193-1d87e73038b3\input\b02485c8-d41e-4882-a601-7fde7b6e08e6:/btap_costing/utilities/btap_cli/input btap_private_cli bundle exec ruby btap_cli.rb | idp_example_sens | e867069b-485c-428d-a193-1d87e73038b3 | b02485c8-d41e-4882-a601-7fde7b6e08e6 | NECB2017 | FullServiceRestaurant | Electricity | Electricity | CAN_QC_Montreal-Trudeau.Intl.AP.716270_CWEC2016.epw | sensitivity |  | NECB_Default | NECB_Default | NECB_Default | NECB_Default | NECB_Default | NECB_Default | NECB_Default | NECB_Default | NECB_Default | NECB_Default | NECB_Default | NECB_Default | NECB_Default | NECB_Default | NECB_Default | NECB_Default | NECB_Default | NECB_Default | NECB_Default | NECB_Default | NECB_Default | NECB_Default | NECB_Default | NECB_Default | 0 | 90 | 1 | 1 | 1 | NECB_Default | NECB_Default | NECB_Default | NECB_Default | NECB_Default | NECB_Default | NECB_Default | NECB_Default | NECB_Default | NECB_Default | NECB_Default | NECB_Default | NECB_Default | NECB_Default | NECB_Default | NECB_Default | local | 834599497928 | btap_private_cli |  | TRUE | TRUE |  | :daylighting_type | 335.9957 | 40.225 | 198.8273 | 321.7147 | 511.15 | 845.2233 | 37.3 | FullServiceRestaurant |  |  | 0 | FullServiceRestaurant | 1 |  | 1 | NECB2017 | 0.35452 | 2384.1067 | 242.0252 | 11.7183 | 64.9441 | 31.8231 | 821.1983 | 470.6876 | MONTREAL | QUEBEC | 0.57333 | 0 | 0 | 0.57333 | 36.5151 | 0 | 0 | 36.5151 | 0 | 0.060726 | 0 | 0 | 1.4753 | 0.2285 | 0.08207 | 0.71576 | 0.067182 | 0.16792 | 0 | 0 | 1.4753 | 0.15318 | 365.8659 | 0 | 37.3 | 0.757 | [5 empty] | 0.156 | 0.247 | 1.9 |  | 0 | Montreal-Trudeau Intl AP | CAN | 323 | 4090 | 45.471 | -73.741 | 6 | 4400 | QC | CAN_QC_Montreal-Trudeau.Intl.AP.716270_CWEC2016.epw | 1.4754 | 40.225 | 335.9957 | 7.5507 | 18.099 | FALSE | FALSE | FALSE | FALSE | 12.385 | 16.2697 | 0 | 0.21423 | 0.0048524 | 78.3 | 0 | 44.149 | 1.0279 | 0.023283 | 375.71 | 0 | 1.4753 | 39.33 | 24.83 | 0 | 0 |  | file:///C:\Users\plopez\PycharmProjects\btap_batch\examples\idp\idp_example_sens\e867069b-485c-428d-a193-1d87e73038b3\output\b02485c8-d41e-4882-a601-7fde7b6e08e6 | 1.0.002 |  | docker run --rm -v C:\Users\plopez\PycharmProjects\btap_batch\examples\idp\idp_example_sens\e867069b-485c-428d-a193-1d87e73038b3\output:/btap_costing/utilities/btap_cli/output -v C:\Users\plopez\PycharmProjects\btap_batch\examples\idp\idp_example_sens\e867069b-485c-428d-a193-1d87e73038b3\input\b02485c8-d41e-4882-a601-7fde7b6e08e6:/btap_costing/utilities/btap_cli/input btap_private_cli bundle exec ruby btap_cli.rb | 0.4 | 0.4 | 1 | 0.1 | -1.2 | non_compliant | -1.2
57 | 45 |  | TRUE | 56 | 0 | 0 | 263.9182 |  |  |  | 0.1 | 2021-09-24 19:47:47 +0000 | 438c2ebff | 0.2.14 | :adv_dx_units: NECB_Default :airloop_economizer_type: NECB_Default :algorithm_type: sensitivity :analysis_id: e867069b-485c-428d-a193-1d87e73038b3 :analysis_name: idp_example_sens :boiler_eff: NECB_Default :btap_batch_version: 1.0.002 :building_type: FullServiceRestaurant :chiller_type: NECB_Default :compute_environment: local :datapoint_id: a5a15c0b-9709-4a15-b996-6dd12a787377 :daylighting_type: NECB_Default :dcv_type: NECB_Default :door_construction_cond: NECB_Default :ecm_system_name: NECB_Default :electrical_loads_scale: NECB_Default :enable_costing: true :epw_file: CAN_QC_Montreal-Trudeau.Intl.AP.716270_CWEC2016.epw :erv_package: NECB_Default :ext_floor_cond: NECB_Default :ext_roof_cond: NECB_Default :ext_wall_cond: NECB_Default :fdwr_set: NECB_Default :fixed_wind_solar_trans: NECB_Default :fixed_window_cond: '1.6' :furnace_eff: NECB_Default :glass_door_cond: NECB_Default :glass_door_solar_trans: NECB_Default :ground_floor_cond: NECB_Default :ground_roof_cond: NECB_Default :ground_wall_cond: NECB_Default :image_name: btap_private_cli :infiltration_scale: NECB_Default :lights_scale: NECB_Default :lights_type: NECB_Default :nv_delta_temp_in_out: NECB_Default :nv_opening_fraction: NECB_Default :nv_temp_out_min: NECB_Default :nv_type: NECB_Default :oa_scale: NECB_Default :occupancy_loads_scale: NECB_Default :output_meters: [] :output_variables: [] :overhead_door_cond: NECB_Default :primary_heating_fuel: Electricity :pv_ground_azimuth_angle: NECB_Default :pv_ground_module_description: NECB_Default :pv_ground_tilt_angle: NECB_Default :pv_ground_total_area_pv_panels_m2: NECB_Default :pv_ground_type: NECB_Default :rotation_degrees: '90.0' :run_annual_simulation: true :s3_bucket: '834599497928' :scale_x: '1.0' :scale_y: '1.0' :scale_z: '1.0' :scenario: :fixed_window_cond :shw_eff: NECB_Default :skylight_cond: NECB_Default :skylight_solar_trans: NECB_Default :srr_set: '0.0' :template: NECB2017 docker_command: docker run --rm -v C:\Users\plopez\PycharmProjects\btap_batch\examples\idp\idp_example_sens\e867069b-485c-428d-a193-1d87e73038b3\output:/btap_costing/utilities/btap_cli/output -v C:\Users\plopez\PycharmProjects\btap_batch\examples\idp\idp_example_sens\e867069b-485c-428d-a193-1d87e73038b3\input\a5a15c0b-9709-4a15-b996-6dd12a787377:/btap_costing/utilities/btap_cli/input btap_private_cli bundle exec ruby btap_cli.rb | idp_example_sens | e867069b-485c-428d-a193-1d87e73038b3 | a5a15c0b-9709-4a15-b996-6dd12a787377 | NECB2017 | FullServiceRestaurant | Electricity | Electricity | CAN_QC_Montreal-Trudeau.Intl.AP.716270_CWEC2016.epw | sensitivity |  | NECB_Default | NECB_Default | NECB_Default | NECB_Default | NECB_Default | NECB_Default | NECB_Default | 1.6 | NECB_Default | NECB_Default | NECB_Default | NECB_Default | NECB_Default | NECB_Default | NECB_Default | NECB_Default | NECB_Default | NECB_Default | NECB_Default | NECB_Default | NECB_Default | NECB_Default | NECB_Default | NECB_Default | 0 | 90 | 1 | 1 | 1 | NECB_Default | NECB_Default | NECB_Default | NECB_Default | NECB_Default | NECB_Default | NECB_Default | NECB_Default | NECB_Default | NECB_Default | NECB_Default | NECB_Default | NECB_Default | NECB_Default | NECB_Default | NECB_Default | local | 834599497928 | btap_private_cli |  | TRUE | TRUE |  | :fixed_window_cond | 333.9865 | 40.1374 | 194.9526 | 318.1388 | 511.15 | 845.2233 | 37.3 | FullServiceRestaurant |  |  | 0 | FullServiceRestaurant | 1 |  | 1 | NECB2017 | 0.35452 | 2384.1067 | 244.547 | 11.1483 | 64.9441 | 31.8231 | 823.5114 | 471.0488 | MONTREAL | QUEBEC | 0.56833 | 0 | 0 | 0.56833 | 36.1965 | 0 | 0 | 36.1965 | 0 | 0.061391 | 0 | 0 | 1.4625 | 0.2289 | 0.08207 | 0.70183 | 0.067182 | 0.16792 | 0 | 0 | 1.4625 | 0.15318 | 363.856 | 0 | 37.3 | 0.757 | [5 empty] | 0.156 | 0.247 | 1.6 |  | 0 | Montreal-Trudeau Intl AP | CAN | 323 | 4090 | 45.471 | -73.741 | 6 | 4400 | QC | CAN_QC_Montreal-Trudeau.Intl.AP.716270_CWEC2016.epw | 1.4625 | 40.1374 | 333.9865 | 7.5507 | 18.099 | FALSE | FALSE | FALSE | FALSE | 12.385 | 16.2697 | 0 | 0.21423 | 0.0048524 | 78.3 | 0 | 44.149 | 1.0279 | 0.023283 | 375.71 | 0 | 1.4625 | 41.17 | 26 | 0 | 0 |  | file:///C:\Users\plopez\PycharmProjects\btap_batch\examples\idp\idp_example_sens\e867069b-485c-428d-a193-1d87e73038b3\output\a5a15c0b-9709-4a15-b996-6dd12a787377 | 1.0.002 |  | docker run --rm -v C:\Users\plopez\PycharmProjects\btap_batch\examples\idp\idp_example_sens\e867069b-485c-428d-a193-1d87e73038b3\output:/btap_costing/utilities/btap_cli/output -v C:\Users\plopez\PycharmProjects\btap_batch\examples\idp\idp_example_sens\e867069b-485c-428d-a193-1d87e73038b3\input\a5a15c0b-9709-4a15-b996-6dd12a787377:/btap_costing/utilities/btap_cli/input btap_private_cli bundle exec ruby btap_cli.rb | 0.1 | 0.1 | 1 | 0.6 | -0.3 | non_compliant | -0.3
58 | 46 |  | TRUE | 56 | 0 | 0 | 98.2416 |  |  |  | 0.1 | 2021-09-24 19:49:34 +0000 | 438c2ebff | 0.2.14 | :adv_dx_units: NECB_Default :airloop_economizer_type: NECB_Default :algorithm_type: sensitivity :analysis_id: e867069b-485c-428d-a193-1d87e73038b3 :analysis_name: idp_example_sens :boiler_eff: NECB_Default :btap_batch_version: 1.0.002 :building_type: FullServiceRestaurant :chiller_type: NECB_Default :compute_environment: local :datapoint_id: b1dd1569-4d57-4368-a27c-306f952d532f :daylighting_type: NECB_Default :dcv_type: NECB_Default :door_construction_cond: NECB_Default :ecm_system_name: NECB_Default :electrical_loads_scale: NECB_Default :enable_costing: true :epw_file: CAN_QC_Montreal-Trudeau.Intl.AP.716270_CWEC2016.epw :erv_package: NECB_Default :ext_floor_cond: NECB_Default :ext_roof_cond: NECB_Default :ext_wall_cond: NECB_Default :fdwr_set: NECB_Default :fixed_wind_solar_trans: NECB_Default :fixed_window_cond: NECB_Default :furnace_eff: NECB_Default :glass_door_cond: NECB_Default :glass_door_solar_trans: NECB_Default :ground_floor_cond: NECB_Default :ground_roof_cond: '0.210' :ground_wall_cond: NECB_Default :image_name: btap_private_cli :infiltration_scale: NECB_Default :lights_scale: NECB_Default :lights_type: NECB_Default :nv_delta_temp_in_out: NECB_Default :nv_opening_fraction: NECB_Default :nv_temp_out_min: NECB_Default :nv_type: NECB_Default :oa_scale: NECB_Default :occupancy_loads_scale: NECB_Default :output_meters: [] :output_variables: [] :overhead_door_cond: NECB_Default :primary_heating_fuel: Electricity :pv_ground_azimuth_angle: NECB_Default :pv_ground_module_description: NECB_Default :pv_ground_tilt_angle: NECB_Default :pv_ground_total_area_pv_panels_m2: NECB_Default :pv_ground_type: NECB_Default :rotation_degrees: '90.0' :run_annual_simulation: true :s3_bucket: '834599497928' :scale_x: '1.0' :scale_y: '1.0' :scale_z: '1.0' :scenario: :ground_roof_cond :shw_eff: NECB_Default :skylight_cond: NECB_Default :skylight_solar_trans: NECB_Default :srr_set: '0.0' :template: NECB2017 docker_command: docker run --rm -v C:\Users\plopez\PycharmProjects\btap_batch\examples\idp\idp_example_sens\e867069b-485c-428d-a193-1d87e73038b3\output:/btap_costing/utilities/btap_cli/output -v C:\Users\plopez\PycharmProjects\btap_batch\examples\idp\idp_example_sens\e867069b-485c-428d-a193-1d87e73038b3\input\b1dd1569-4d57-4368-a27c-306f952d532f:/btap_costing/utilities/btap_cli/input btap_private_cli bundle exec ruby btap_cli.rb | idp_example_sens | e867069b-485c-428d-a193-1d87e73038b3 | b1dd1569-4d57-4368-a27c-306f952d532f | NECB2017 | FullServiceRestaurant | Electricity | Electricity | CAN_QC_Montreal-Trudeau.Intl.AP.716270_CWEC2016.epw | sensitivity |  | NECB_Default | NECB_Default | NECB_Default | NECB_Default | NECB_Default | NECB_Default | NECB_Default | NECB_Default | NECB_Default | NECB_Default | NECB_Default | NECB_Default | NECB_Default | NECB_Default | NECB_Default | 0.210 | NECB_Default | NECB_Default | NECB_Default | NECB_Default | NECB_Default | NECB_Default | NECB_Default | NECB_Default | 0 | 90 | 1 | 1 | 1 | NECB_Default | NECB_Default | NECB_Default | NECB_Default | NECB_Default | NECB_Default | NECB_Default | NECB_Default | NECB_Default | NECB_Default | NECB_Default | NECB_Default | NECB_Default | NECB_Default | NECB_Default | NECB_Default | local | 834599497928 | btap_private_cli |  | TRUE | TRUE |  | :ground_roof_cond | 335.9957 | 40.225 | 198.8273 | 321.7147 | 511.15 | 845.2233 | 37.3 | FullServiceRestaurant |  |  | 0 | FullServiceRestaurant | 1 |  | 1 | NECB2017 | 0.35452 | 2384.1067 | 242.0252 | 11.7183 | 64.9441 | 31.8231 | 821.1983 | 470.6876 | MONTREAL | QUEBEC | 0.57333 | 0 | 0 | 0.57333 | 36.5151 | 0 | 0 | 36.5151 | 0 | 0.060726 | 0 | 0 | 1.4753 | 0.2285 | 0.08207 | 0.71576 | 0.067182 | 0.16792 | 0 | 0 | 1.4753 | 0.15318 | 365.8659 | 0 | 37.3 | 0.757 | [5 empty] | 0.156 | 0.247 | 1.9 |  | 0 | Montreal-Trudeau Intl AP | CAN | 323 | 4090 | 45.471 | -73.741 | 6 | 4400 | QC | CAN_QC_Montreal-Trudeau.Intl.AP.716270_CWEC2016.epw | 1.4754 | 40.225 | 335.9957 | 7.5507 | 18.099 | FALSE | FALSE | FALSE | FALSE | 12.385 | 16.2697 | 0 | 0.21423 | 0.0048524 | 78.3 | 0 | 44.149 | 1.0279 | 0.023283 | 375.71 | 0 | 1.4753 | 39.33 | 24.83 | 0 | 0 |  | file:///C:\Users\plopez\PycharmProjects\btap_batch\examples\idp\idp_example_sens\e867069b-485c-428d-a193-1d87e73038b3\output\b1dd1569-4d57-4368-a27c-306f952d532f | 1.0.002 |  | docker run --rm -v C:\Users\plopez\PycharmProjects\btap_batch\examples\idp\idp_example_sens\e867069b-485c-428d-a193-1d87e73038b3\output:/btap_costing/utilities/btap_cli/output -v C:\Users\plopez\PycharmProjects\btap_batch\examples\idp\idp_example_sens\e867069b-485c-428d-a193-1d87e73038b3\input\b1dd1569-4d57-4368-a27c-306f952d532f:/btap_costing/utilities/btap_cli/input btap_private_cli bundle exec ruby btap_cli.rb | 0.4 | 0.4 | 1 | 0.1 | -1.2 | non_compliant | -1.2
59 | 47 |  | TRUE | 56 | 0 | 0 | 104.0153 |  |  |  | 0.1 | 2021-09-24 19:49:35 +0000 | 438c2ebff | 0.2.14 | :adv_dx_units: NECB_Default :airloop_economizer_type: NECB_Default :algorithm_type: sensitivity :analysis_id: e867069b-485c-428d-a193-1d87e73038b3 :analysis_name: idp_example_sens :boiler_eff: NECB_Default :btap_batch_version: 1.0.002 :building_type: FullServiceRestaurant :chiller_type: NECB_Default :compute_environment: local :datapoint_id: e1847136-a33a-4bba-be84-5f8288335c88 :daylighting_type: NECB_Default :dcv_type: NECB_Default :door_construction_cond: NECB_Default :ecm_system_name: NECB_Default :electrical_loads_scale: NECB_Default :enable_costing: true :epw_file: CAN_QC_Montreal-Trudeau.Intl.AP.716270_CWEC2016.epw :erv_package: NECB_Default :ext_floor_cond: NECB_Default :ext_roof_cond: NECB_Default :ext_wall_cond: NECB_Default :fdwr_set: NECB_Default :fixed_wind_solar_trans: NECB_Default :fixed_window_cond: NECB_Default :furnace_eff: NECB_Default :glass_door_cond: NECB_Default :glass_door_solar_trans: NECB_Default :ground_floor_cond: NECB_Default :ground_roof_cond: '0.568' :ground_wall_cond: NECB_Default :image_name: btap_private_cli :infiltration_scale: NECB_Default :lights_scale: NECB_Default :lights_type: NECB_Default :nv_delta_temp_in_out: NECB_Default :nv_opening_fraction: NECB_Default :nv_temp_out_min: NECB_Default :nv_type: NECB_Default :oa_scale: NECB_Default :occupancy_loads_scale: NECB_Default :output_meters: [] :output_variables: [] :overhead_door_cond: NECB_Default :primary_heating_fuel: Electricity :pv_ground_azimuth_angle: NECB_Default :pv_ground_module_description: NECB_Default :pv_ground_tilt_angle: NECB_Default :pv_ground_total_area_pv_panels_m2: NECB_Default :pv_ground_type: NECB_Default :rotation_degrees: '90.0' :run_annual_simulation: true :s3_bucket: '834599497928' :scale_x: '1.0' :scale_y: '1.0' :scale_z: '1.0' :scenario: :ground_roof_cond :shw_eff: NECB_Default :skylight_cond: NECB_Default :skylight_solar_trans: NECB_Default :srr_set: '0.0' :template: NECB2017 docker_command: docker run --rm -v C:\Users\plopez\PycharmProjects\btap_batch\examples\idp\idp_example_sens\e867069b-485c-428d-a193-1d87e73038b3\output:/btap_costing/utilities/btap_cli/output -v C:\Users\plopez\PycharmProjects\btap_batch\examples\idp\idp_example_sens\e867069b-485c-428d-a193-1d87e73038b3\input\e1847136-a33a-4bba-be84-5f8288335c88:/btap_costing/utilities/btap_cli/input btap_private_cli bundle exec ruby btap_cli.rb | idp_example_sens | e867069b-485c-428d-a193-1d87e73038b3 | e1847136-a33a-4bba-be84-5f8288335c88 | NECB2017 | FullServiceRestaurant | Electricity | Electricity | CAN_QC_Montreal-Trudeau.Intl.AP.716270_CWEC2016.epw | sensitivity |  | NECB_Default | NECB_Default | NECB_Default | NECB_Default | NECB_Default | NECB_Default | NECB_Default | NECB_Default | NECB_Default | NECB_Default | NECB_Default | NECB_Default | NECB_Default | NECB_Default | NECB_Default | 0.568 | NECB_Default | NECB_Default | NECB_Default | NECB_Default | NECB_Default | NECB_Default | NECB_Default | NECB_Default | 0 | 90 | 1 | 1 | 1 | NECB_Default | NECB_Default | NECB_Default | NECB_Default | NECB_Default | NECB_Default | NECB_Default | NECB_Default | NECB_Default | NECB_Default | NECB_Default | NECB_Default | NECB_Default | NECB_Default | NECB_Default | NECB_Default | local | 834599497928 | btap_private_cli |  | TRUE | TRUE |  | :ground_roof_cond | 335.9957 | 40.225 | 198.8273 | 321.7147 | 511.15 | 845.2233 | 37.3 | FullServiceRestaurant |  |  | 0 | FullServiceRestaurant | 1 |  | 1 | NECB2017 | 0.35452 | 2384.1067 | 242.0252 | 11.7183 | 64.9441 | 31.8231 | 821.1983 | 470.6876 | MONTREAL | QUEBEC | 0.57333 | 0 | 0 | 0.57333 | 36.5151 | 0 | 0 | 36.5151 | 0 | 0.060726 | 0 | 0 | 1.4753 | 0.2285 | 0.08207 | 0.71576 | 0.067182 | 0.16792 | 0 | 0 | 1.4753 | 0.15318 | 365.8659 | 0 | 37.3 | 0.757 | [5 empty] | 0.156 | 0.247 | 1.9 |  | 0 | Montreal-Trudeau Intl AP | CAN | 323 | 4090 | 45.471 | -73.741 | 6 | 4400 | QC | CAN_QC_Montreal-Trudeau.Intl.AP.716270_CWEC2016.epw | 1.4754 | 40.225 | 335.9957 | 7.5507 | 18.099 | FALSE | FALSE | FALSE | FALSE | 12.385 | 16.2697 | 0 | 0.21423 | 0.0048524 | 78.3 | 0 | 44.149 | 1.0279 | 0.023283 | 375.71 | 0 | 1.4753 | 39.33 | 24.83 | 0 | 0 |  | file:///C:\Users\plopez\PycharmProjects\btap_batch\examples\idp\idp_example_sens\e867069b-485c-428d-a193-1d87e73038b3\output\e1847136-a33a-4bba-be84-5f8288335c88 | 1.0.002 |  | docker run --rm -v C:\Users\plopez\PycharmProjects\btap_batch\examples\idp\idp_example_sens\e867069b-485c-428d-a193-1d87e73038b3\output:/btap_costing/utilities/btap_cli/output -v C:\Users\plopez\PycharmProjects\btap_batch\examples\idp\idp_example_sens\e867069b-485c-428d-a193-1d87e73038b3\input\e1847136-a33a-4bba-be84-5f8288335c88:/btap_costing/utilities/btap_cli/input btap_private_cli bundle exec ruby btap_cli.rb | 0.4 | 0.4 | 1 | 0.1 | -1.2 | non_compliant | -1.2
60 | 48 |  | TRUE | 56 | 0 | 0 | 106.1239 |  |  |  | 0.1 | 2021-09-24 19:49:36 +0000 | 438c2ebff | 0.2.14 | :adv_dx_units: NECB_Default :airloop_economizer_type: NECB_Default :algorithm_type: sensitivity :analysis_id: e867069b-485c-428d-a193-1d87e73038b3 :analysis_name: idp_example_sens :boiler_eff: NECB_Default :btap_batch_version: 1.0.002 :building_type: FullServiceRestaurant :chiller_type: NECB_Default :compute_environment: local :datapoint_id: 7693c897-c233-4af6-aa2a-9e1e4bb79526 :daylighting_type: NECB_Default :dcv_type: NECB_Default :door_construction_cond: NECB_Default :ecm_system_name: NECB_Default :electrical_loads_scale: NECB_Default :enable_costing: true :epw_file: CAN_QC_Montreal-Trudeau.Intl.AP.716270_CWEC2016.epw :erv_package: NECB_Default :ext_floor_cond: NECB_Default :ext_roof_cond: NECB_Default :ext_wall_cond: NECB_Default :fdwr_set: NECB_Default :fixed_wind_solar_trans: NECB_Default :fixed_window_cond: NECB_Default :furnace_eff: NECB_Default :glass_door_cond: NECB_Default :glass_door_solar_trans: NECB_Default :ground_floor_cond: NECB_Default :ground_roof_cond: '0.284' :ground_wall_cond: NECB_Default :image_name: btap_private_cli :infiltration_scale: NECB_Default :lights_scale: NECB_Default :lights_type: NECB_Default :nv_delta_temp_in_out: NECB_Default :nv_opening_fraction: NECB_Default :nv_temp_out_min: NECB_Default :nv_type: NECB_Default :oa_scale: NECB_Default :occupancy_loads_scale: NECB_Default :output_meters: [] :output_variables: [] :overhead_door_cond: NECB_Default :primary_heating_fuel: Electricity :pv_ground_azimuth_angle: NECB_Default :pv_ground_module_description: NECB_Default :pv_ground_tilt_angle: NECB_Default :pv_ground_total_area_pv_panels_m2: NECB_Default :pv_ground_type: NECB_Default :rotation_degrees: '90.0' :run_annual_simulation: true :s3_bucket: '834599497928' :scale_x: '1.0' :scale_y: '1.0' :scale_z: '1.0' :scenario: :ground_roof_cond :shw_eff: NECB_Default :skylight_cond: NECB_Default :skylight_solar_trans: NECB_Default :srr_set: '0.0' :template: NECB2017 docker_command: docker run --rm -v C:\Users\plopez\PycharmProjects\btap_batch\examples\idp\idp_example_sens\e867069b-485c-428d-a193-1d87e73038b3\output:/btap_costing/utilities/btap_cli/output -v C:\Users\plopez\PycharmProjects\btap_batch\examples\idp\idp_example_sens\e867069b-485c-428d-a193-1d87e73038b3\input\7693c897-c233-4af6-aa2a-9e1e4bb79526:/btap_costing/utilities/btap_cli/input btap_private_cli bundle exec ruby btap_cli.rb | idp_example_sens | e867069b-485c-428d-a193-1d87e73038b3 | 7693c897-c233-4af6-aa2a-9e1e4bb79526 | NECB2017 | FullServiceRestaurant | Electricity | Electricity | CAN_QC_Montreal-Trudeau.Intl.AP.716270_CWEC2016.epw | sensitivity |  | NECB_Default | NECB_Default | NECB_Default | NECB_Default | NECB_Default | NECB_Default | NECB_Default | NECB_Default | NECB_Default | NECB_Default | NECB_Default | NECB_Default | NECB_Default | NECB_Default | NECB_Default | 0.284 | NECB_Default | NECB_Default | NECB_Default | NECB_Default | NECB_Default | NECB_Default | NECB_Default | NECB_Default | 0 | 90 | 1 | 1 | 1 | NECB_Default | NECB_Default | NECB_Default | NECB_Default | NECB_Default | NECB_Default | NECB_Default | NECB_Default | NECB_Default | NECB_Default | NECB_Default | NECB_Default | NECB_Default | NECB_Default | NECB_Default | NECB_Default | local | 834599497928 | btap_private_cli |  | TRUE | TRUE |  | :ground_roof_cond | 335.9957 | 40.225 | 198.8273 | 321.7147 | 511.15 | 845.2233 | 37.3 | FullServiceRestaurant |  |  | 0 | FullServiceRestaurant | 1 |  | 1 | NECB2017 | 0.35452 | 2384.1067 | 242.0252 | 11.7183 | 64.9441 | 31.8231 | 821.1983 | 470.6876 | MONTREAL | QUEBEC | 0.57333 | 0 | 0 | 0.57333 | 36.5151 | 0 | 0 | 36.5151 | 0 | 0.060726 | 0 | 0 | 1.4753 | 0.2285 | 0.08207 | 0.71576 | 0.067182 | 0.16792 | 0 | 0 | 1.4753 | 0.15318 | 365.8659 | 0 | 37.3 | 0.757 | [5 empty] | 0.156 | 0.247 | 1.9 |  | 0 | Montreal-Trudeau Intl AP | CAN | 323 | 4090 | 45.471 | -73.741 | 6 | 4400 | QC | CAN_QC_Montreal-Trudeau.Intl.AP.716270_CWEC2016.epw | 1.4754 | 40.225 | 335.9957 | 7.5507 | 18.099 | FALSE | FALSE | FALSE | FALSE | 12.385 | 16.2697 | 0 | 0.21423 | 0.0048524 | 78.3 | 0 | 44.149 | 1.0279 | 0.023283 | 375.71 | 0 | 1.4753 | 39.33 | 24.83 | 0 | 0 |  | file:///C:\Users\plopez\PycharmProjects\btap_batch\examples\idp\idp_example_sens\e867069b-485c-428d-a193-1d87e73038b3\output\7693c897-c233-4af6-aa2a-9e1e4bb79526 | 1.0.002 |  | docker run --rm -v C:\Users\plopez\PycharmProjects\btap_batch\examples\idp\idp_example_sens\e867069b-485c-428d-a193-1d87e73038b3\output:/btap_costing/utilities/btap_cli/output -v C:\Users\plopez\PycharmProjects\btap_batch\examples\idp\idp_example_sens\e867069b-485c-428d-a193-1d87e73038b3\input\7693c897-c233-4af6-aa2a-9e1e4bb79526:/btap_costing/utilities/btap_cli/input btap_private_cli bundle exec ruby btap_cli.rb | 0.4 | 0.4 | 1 | 0.1 | -1.2 | non_compliant | -1.2
61 | 49 |  | TRUE | 56 | 0 | 0 | 97.2281 |  |  |  | 0.1 | 2021-09-24 19:49:37 +0000 | 438c2ebff | 0.2.14 | :adv_dx_units: NECB_Default :airloop_economizer_type: NECB_Default :algorithm_type: sensitivity :analysis_id: e867069b-485c-428d-a193-1d87e73038b3 :analysis_name: idp_example_sens :boiler_eff: NECB_Default :btap_batch_version: 1.0.002 :building_type: FullServiceRestaurant :chiller_type: NECB_Default :compute_environment: local :datapoint_id: c091c544-5efc-4f36-a9cd-f327d2594ce6 :daylighting_type: NECB_Default :dcv_type: NECB_Default :door_construction_cond: NECB_Default :ecm_system_name: NECB_Default :electrical_loads_scale: NECB_Default :enable_costing: true :epw_file: CAN_QC_Montreal-Trudeau.Intl.AP.716270_CWEC2016.epw :erv_package: NECB_Default :ext_floor_cond: NECB_Default :ext_roof_cond: NECB_Default :ext_wall_cond: NECB_Default :fdwr_set: NECB_Default :fixed_wind_solar_trans: NECB_Default :fixed_window_cond: NECB_Default :furnace_eff: NECB_Default :glass_door_cond: NECB_Default :glass_door_solar_trans: NECB_Default :ground_floor_cond: NECB_Default :ground_roof_cond: NECB_Default :ground_wall_cond: NECB_Default :image_name: btap_private_cli :infiltration_scale: NECB_Default :lights_scale: NECB_Default :lights_type: NECB_Default :nv_delta_temp_in_out: NECB_Default :nv_opening_fraction: NECB_Default :nv_temp_out_min: NECB_Default :nv_type: NECB_Default :oa_scale: NECB_Default :occupancy_loads_scale: NECB_Default :output_meters: [] :output_variables: [] :overhead_door_cond: NECB_Default :primary_heating_fuel: Electricity :pv_ground_azimuth_angle: NECB_Default :pv_ground_module_description: NECB_Default :pv_ground_tilt_angle: NECB_Default :pv_ground_total_area_pv_panels_m2: NECB_Default :pv_ground_type: NECB_Default :rotation_degrees: '90.0' :run_annual_simulation: true :s3_bucket: '834599497928' :scale_x: '1.0' :scale_y: '1.0' :scale_z: '1.0' :scenario: :ground_wall_cond :shw_eff: NECB_Default :skylight_cond: NECB_Default :skylight_solar_trans: NECB_Default :srr_set: '0.0' :template: NECB2017 docker_command: docker run --rm -v C:\Users\plopez\PycharmProjects\btap_batch\examples\idp\idp_example_sens\e867069b-485c-428d-a193-1d87e73038b3\output:/btap_costing/utilities/btap_cli/output -v C:\Users\plopez\PycharmProjects\btap_batch\examples\idp\idp_example_sens\e867069b-485c-428d-a193-1d87e73038b3\input\c091c544-5efc-4f36-a9cd-f327d2594ce6:/btap_costing/utilities/btap_cli/input btap_private_cli bundle exec ruby btap_cli.rb | idp_example_sens | e867069b-485c-428d-a193-1d87e73038b3 | c091c544-5efc-4f36-a9cd-f327d2594ce6 | NECB2017 | FullServiceRestaurant | Electricity | Electricity | CAN_QC_Montreal-Trudeau.Intl.AP.716270_CWEC2016.epw | sensitivity |  | NECB_Default | NECB_Default | NECB_Default | NECB_Default | NECB_Default | NECB_Default | NECB_Default | NECB_Default | NECB_Default | NECB_Default | NECB_Default | NECB_Default | NECB_Default | NECB_Default | NECB_Default | NECB_Default | NECB_Default | NECB_Default | NECB_Default | NECB_Default | NECB_Default | NECB_Default | NECB_Default | NECB_Default | 0 | 90 | 1 | 1 | 1 | NECB_Default | NECB_Default | NECB_Default | NECB_Default | NECB_Default | NECB_Default | NECB_Default | NECB_Default | NECB_Default | NECB_Default | NECB_Default | NECB_Default | NECB_Default | NECB_Default | NECB_Default | NECB_Default | local | 834599497928 | btap_private_cli |  | TRUE | TRUE |  | :ground_wall_cond | 335.9957 | 40.225 | 198.8273 | 321.7147 | 511.15 | 845.2233 | 37.3 | FullServiceRestaurant |  |  | 0 | FullServiceRestaurant | 1 |  | 1 | NECB2017 | 0.35452 | 2384.1067 | 242.0252 | 11.7183 | 64.9441 | 31.8231 | 821.1983 | 470.6876 | MONTREAL | QUEBEC | 0.57333 | 0 | 0 | 0.57333 | 36.5151 | 0 | 0 | 36.5151 | 0 | 0.060726 | 0 | 0 | 1.4753 | 0.2285 | 0.08207 | 0.71576 | 0.067182 | 0.16792 | 0 | 0 | 1.4753 | 0.15318 | 365.8659 | 0 | 37.3 | 0.757 | [5 empty] | 0.156 | 0.247 | 1.9 |  | 0 | Montreal-Trudeau Intl AP | CAN | 323 | 4090 | 45.471 | -73.741 | 6 | 4400 | QC | CAN_QC_Montreal-Trudeau.Intl.AP.716270_CWEC2016.epw | 1.4754 | 40.225 | 335.9957 | 7.5507 | 18.099 | FALSE | FALSE | FALSE | FALSE | 12.385 | 16.2697 | 0 | 0.21423 | 0.0048524 | 78.3 | 0 | 44.149 | 1.0279 | 0.023283 | 375.71 | 0 | 1.4753 | 39.33 | 24.83 | 0 | 0 |  | file:///C:\Users\plopez\PycharmProjects\btap_batch\examples\idp\idp_example_sens\e867069b-485c-428d-a193-1d87e73038b3\output\c091c544-5efc-4f36-a9cd-f327d2594ce6 | 1.0.002 |  | docker run --rm -v C:\Users\plopez\PycharmProjects\btap_batch\examples\idp\idp_example_sens\e867069b-485c-428d-a193-1d87e73038b3\output:/btap_costing/utilities/btap_cli/output -v C:\Users\plopez\PycharmProjects\btap_batch\examples\idp\idp_example_sens\e867069b-485c-428d-a193-1d87e73038b3\input\c091c544-5efc-4f36-a9cd-f327d2594ce6:/btap_costing/utilities/btap_cli/input btap_private_cli bundle exec ruby btap_cli.rb | 0.4 | 0.4 | 1 | 0.1 | -1.2 | non_compliant | -1.2
62 | 50 |  | TRUE | 56 | 0 | 0 | 97.3834 |  |  |  | 0.1 | 2021-09-24 19:49:39 +0000 | 438c2ebff | 0.2.14 | :adv_dx_units: NECB_Default :airloop_economizer_type: NECB_Default :algorithm_type: sensitivity :analysis_id: e867069b-485c-428d-a193-1d87e73038b3 :analysis_name: idp_example_sens :boiler_eff: NECB_Default :btap_batch_version: 1.0.002 :building_type: FullServiceRestaurant :chiller_type: NECB_Default :compute_environment: local :datapoint_id: b304c048-508a-4a34-928a-891ab9e3056d :daylighting_type: NECB_Default :dcv_type: NECB_Default :door_construction_cond: NECB_Default :ecm_system_name: NECB_Default :electrical_loads_scale: NECB_Default :enable_costing: true :epw_file: CAN_QC_Montreal-Trudeau.Intl.AP.716270_CWEC2016.epw :erv_package: NECB_Default :ext_floor_cond: NECB_Default :ext_roof_cond: NECB_Default :ext_wall_cond: NECB_Default :fdwr_set: NECB_Default :fixed_wind_solar_trans: NECB_Default :fixed_window_cond: NECB_Default :furnace_eff: NECB_Default :glass_door_cond: NECB_Default :glass_door_solar_trans: NECB_Default :ground_floor_cond: NECB_Default :ground_roof_cond: NECB_Default :ground_wall_cond: '0.284' :image_name: btap_private_cli :infiltration_scale: NECB_Default :lights_scale: NECB_Default :lights_type: NECB_Default :nv_delta_temp_in_out: NECB_Default :nv_opening_fraction: NECB_Default :nv_temp_out_min: NECB_Default :nv_type: NECB_Default :oa_scale: NECB_Default :occupancy_loads_scale: NECB_Default :output_meters: [] :output_variables: [] :overhead_door_cond: NECB_Default :primary_heating_fuel: Electricity :pv_ground_azimuth_angle: NECB_Default :pv_ground_module_description: NECB_Default :pv_ground_tilt_angle: NECB_Default :pv_ground_total_area_pv_panels_m2: NECB_Default :pv_ground_type: NECB_Default :rotation_degrees: '90.0' :run_annual_simulation: true :s3_bucket: '834599497928' :scale_x: '1.0' :scale_y: '1.0' :scale_z: '1.0' :scenario: :ground_wall_cond :shw_eff: NECB_Default :skylight_cond: NECB_Default :skylight_solar_trans: NECB_Default :srr_set: '0.0' :template: NECB2017 docker_command: docker run --rm -v C:\Users\plopez\PycharmProjects\btap_batch\examples\idp\idp_example_sens\e867069b-485c-428d-a193-1d87e73038b3\output:/btap_costing/utilities/btap_cli/output -v C:\Users\plopez\PycharmProjects\btap_batch\examples\idp\idp_example_sens\e867069b-485c-428d-a193-1d87e73038b3\input\b304c048-508a-4a34-928a-891ab9e3056d:/btap_costing/utilities/btap_cli/input btap_private_cli bundle exec ruby btap_cli.rb | idp_example_sens | e867069b-485c-428d-a193-1d87e73038b3 | b304c048-508a-4a34-928a-891ab9e3056d | NECB2017 | FullServiceRestaurant | Electricity | Electricity | CAN_QC_Montreal-Trudeau.Intl.AP.716270_CWEC2016.epw | sensitivity |  | NECB_Default | NECB_Default | NECB_Default | NECB_Default | NECB_Default | NECB_Default | NECB_Default | NECB_Default | NECB_Default | NECB_Default | NECB_Default | NECB_Default | NECB_Default | 0.284 | NECB_Default | NECB_Default | NECB_Default | NECB_Default | NECB_Default | NECB_Default | NECB_Default | NECB_Default | NECB_Default | NECB_Default | 0 | 90 | 1 | 1 | 1 | NECB_Default | NECB_Default | NECB_Default | NECB_Default | NECB_Default | NECB_Default | NECB_Default | NECB_Default | NECB_Default | NECB_Default | NECB_Default | NECB_Default | NECB_Default | NECB_Default | NECB_Default | NECB_Default | local | 834599497928 | btap_private_cli |  | TRUE | TRUE |  | :ground_wall_cond | 335.9957 | 40.225 | 198.8273 | 321.7147 | 511.15 | 845.2233 | 37.3 | FullServiceRestaurant |  |  | 0 | FullServiceRestaurant | 1 |  | 1 | NECB2017 | 0.35452 | 2384.1067 | 242.0252 | 11.7183 | 64.9441 | 31.8231 | 821.1983 | 470.6876 | MONTREAL | QUEBEC | 0.57333 | 0 | 0 | 0.57333 | 36.5151 | 0 | 0 | 36.5151 | 0 | 0.060726 | 0 | 0 | 1.4753 | 0.2285 | 0.08207 | 0.71576 | 0.067182 | 0.16792 | 0 | 0 | 1.4753 | 0.15318 | 365.8659 | 0 | 37.3 | 0.757 | [5 empty] | 0.156 | 0.247 | 1.9 |  | 0 | Montreal-Trudeau Intl AP | CAN | 323 | 4090 | 45.471 | -73.741 | 6 | 4400 | QC | CAN_QC_Montreal-Trudeau.Intl.AP.716270_CWEC2016.epw | 1.4754 | 40.225 | 335.9957 | 7.5507 | 18.099 | FALSE | FALSE | FALSE | FALSE | 12.385 | 16.2697 | 0 | 0.21423 | 0.0048524 | 78.3 | 0 | 44.149 | 1.0279 | 0.023283 | 375.71 | 0 | 1.4753 | 39.33 | 24.83 | 0 | 0 |  | file:///C:\Users\plopez\PycharmProjects\btap_batch\examples\idp\idp_example_sens\e867069b-485c-428d-a193-1d87e73038b3\output\b304c048-508a-4a34-928a-891ab9e3056d | 1.0.002 |  | docker run --rm -v C:\Users\plopez\PycharmProjects\btap_batch\examples\idp\idp_example_sens\e867069b-485c-428d-a193-1d87e73038b3\output:/btap_costing/utilities/btap_cli/output -v C:\Users\plopez\PycharmProjects\btap_batch\examples\idp\idp_example_sens\e867069b-485c-428d-a193-1d87e73038b3\input\b304c048-508a-4a34-928a-891ab9e3056d:/btap_costing/utilities/btap_cli/input btap_private_cli bundle exec ruby btap_cli.rb | 0.4 | 0.4 | 1 | 0.1 | -1.2 | non_compliant | -1.2
63 | 51 |  | TRUE | 56 | 0 | 0 | 99.9772 |  |  |  | 0.1 | 2021-09-24 19:49:40 +0000 | 438c2ebff | 0.2.14 | :adv_dx_units: NECB_Default :airloop_economizer_type: NECB_Default :algorithm_type: sensitivity :analysis_id: e867069b-485c-428d-a193-1d87e73038b3 :analysis_name: idp_example_sens :boiler_eff: NECB_Default :btap_batch_version: 1.0.002 :building_type: FullServiceRestaurant :chiller_type: NECB_Default :compute_environment: local :datapoint_id: 7e291b06-cabe-4151-8126-e5c54e43b972 :daylighting_type: NECB_Default :dcv_type: NECB_Default :door_construction_cond: NECB_Default :ecm_system_name: NECB_Default :electrical_loads_scale: NECB_Default :enable_costing: true :epw_file: CAN_QC_Montreal-Trudeau.Intl.AP.716270_CWEC2016.epw :erv_package: NECB_Default :ext_floor_cond: NECB_Default :ext_roof_cond: NECB_Default :ext_wall_cond: NECB_Default :fdwr_set: NECB_Default :fixed_wind_solar_trans: NECB_Default :fixed_window_cond: NECB_Default :furnace_eff: NECB_Default :glass_door_cond: NECB_Default :glass_door_solar_trans: NECB_Default :ground_floor_cond: NECB_Default :ground_roof_cond: NECB_Default :ground_wall_cond: '0.568' :image_name: btap_private_cli :infiltration_scale: NECB_Default :lights_scale: NECB_Default :lights_type: NECB_Default :nv_delta_temp_in_out: NECB_Default :nv_opening_fraction: NECB_Default :nv_temp_out_min: NECB_Default :nv_type: NECB_Default :oa_scale: NECB_Default :occupancy_loads_scale: NECB_Default :output_meters: [] :output_variables: [] :overhead_door_cond: NECB_Default :primary_heating_fuel: Electricity :pv_ground_azimuth_angle: NECB_Default :pv_ground_module_description: NECB_Default :pv_ground_tilt_angle: NECB_Default :pv_ground_total_area_pv_panels_m2: NECB_Default :pv_ground_type: NECB_Default :rotation_degrees: '90.0' :run_annual_simulation: true :s3_bucket: '834599497928' :scale_x: '1.0' :scale_y: '1.0' :scale_z: '1.0' :scenario: :ground_wall_cond :shw_eff: NECB_Default :skylight_cond: NECB_Default :skylight_solar_trans: NECB_Default :srr_set: '0.0' :template: NECB2017 docker_command: docker run --rm -v C:\Users\plopez\PycharmProjects\btap_batch\examples\idp\idp_example_sens\e867069b-485c-428d-a193-1d87e73038b3\output:/btap_costing/utilities/btap_cli/output -v C:\Users\plopez\PycharmProjects\btap_batch\examples\idp\idp_example_sens\e867069b-485c-428d-a193-1d87e73038b3\input\7e291b06-cabe-4151-8126-e5c54e43b972:/btap_costing/utilities/btap_cli/input btap_private_cli bundle exec ruby btap_cli.rb | idp_example_sens | e867069b-485c-428d-a193-1d87e73038b3 | 7e291b06-cabe-4151-8126-e5c54e43b972 | NECB2017 | FullServiceRestaurant | Electricity | Electricity | CAN_QC_Montreal-Trudeau.Intl.AP.716270_CWEC2016.epw | sensitivity |  | NECB_Default | NECB_Default | NECB_Default | NECB_Default | NECB_Default | NECB_Default | NECB_Default | NECB_Default | NECB_Default | NECB_Default | NECB_Default | NECB_Default | NECB_Default | 0.568 | NECB_Default | NECB_Default | NECB_Default | NECB_Default | NECB_Default | NECB_Default | NECB_Default | NECB_Default | NECB_Default | NECB_Default | 0 | 90 | 1 | 1 | 1 | NECB_Default | NECB_Default | NECB_Default | NECB_Default | NECB_Default | NECB_Default | NECB_Default | NECB_Default | NECB_Default | NECB_Default | NECB_Default | NECB_Default | NECB_Default | NECB_Default | NECB_Default | NECB_Default | local | 834599497928 | btap_private_cli |  | TRUE | TRUE |  | :ground_wall_cond | 335.9957 | 40.225 | 198.8273 | 321.7147 | 511.15 | 845.2233 | 37.3 | FullServiceRestaurant |  |  | 0 | FullServiceRestaurant | 1 |  | 1 | NECB2017 | 0.35452 | 2384.1067 | 242.0252 | 11.7183 | 64.9441 | 31.8231 | 821.1983 | 470.6876 | MONTREAL | QUEBEC | 0.57333 | 0 | 0 | 0.57333 | 36.5151 | 0 | 0 | 36.5151 | 0 | 0.060726 | 0 | 0 | 1.4753 | 0.2285 | 0.08207 | 0.71576 | 0.067182 | 0.16792 | 0 | 0 | 1.4753 | 0.15318 | 365.8659 | 0 | 37.3 | 0.757 | [5 empty] | 0.156 | 0.247 | 1.9 |  | 0 | Montreal-Trudeau Intl AP | CAN | 323 | 4090 | 45.471 | -73.741 | 6 | 4400 | QC | CAN_QC_Montreal-Trudeau.Intl.AP.716270_CWEC2016.epw | 1.4754 | 40.225 | 335.9957 | 7.5507 | 18.099 | FALSE | FALSE | FALSE | FALSE | 12.385 | 16.2697 | 0 | 0.21423 | 0.0048524 | 78.3 | 0 | 44.149 | 1.0279 | 0.023283 | 375.71 | 0 | 1.4753 | 39.33 | 24.83 | 0 | 0 |  | file:///C:\Users\plopez\PycharmProjects\btap_batch\examples\idp\idp_example_sens\e867069b-485c-428d-a193-1d87e73038b3\output\7e291b06-cabe-4151-8126-e5c54e43b972 | 1.0.002 |  | docker run --rm -v C:\Users\plopez\PycharmProjects\btap_batch\examples\idp\idp_example_sens\e867069b-485c-428d-a193-1d87e73038b3\output:/btap_costing/utilities/btap_cli/output -v C:\Users\plopez\PycharmProjects\btap_batch\examples\idp\idp_example_sens\e867069b-485c-428d-a193-1d87e73038b3\input\7e291b06-cabe-4151-8126-e5c54e43b972:/btap_costing/utilities/btap_cli/input btap_private_cli bundle exec ruby btap_cli.rb | 0.4 | 0.4 | 1 | 0.1 | -1.2 | non_compliant | -1.2
64 | 52 |  | TRUE | 56 | 0 | 0 | 99.3221 |  |  |  | 0.1 | 2021-09-24 19:49:43 +0000 | 438c2ebff | 0.2.14 | :adv_dx_units: NECB_Default :airloop_economizer_type: NECB_Default :algorithm_type: sensitivity :analysis_id: e867069b-485c-428d-a193-1d87e73038b3 :analysis_name: idp_example_sens :boiler_eff: NECB_Default :btap_batch_version: 1.0.002 :building_type: FullServiceRestaurant :chiller_type: NECB_Default :compute_environment: local :datapoint_id: f13dd0dd-d499-4c2b-b85a-a48198673769 :daylighting_type: NECB_Default :dcv_type: NECB_Default :door_construction_cond: NECB_Default :ecm_system_name: NECB_Default :electrical_loads_scale: NECB_Default :enable_costing: true :epw_file: CAN_QC_Montreal-Trudeau.Intl.AP.716270_CWEC2016.epw :erv_package: NECB_Default :ext_floor_cond: NECB_Default :ext_roof_cond: NECB_Default :ext_wall_cond: NECB_Default :fdwr_set: NECB_Default :fixed_wind_solar_trans: NECB_Default :fixed_window_cond: NECB_Default :furnace_eff: NECB_Default :glass_door_cond: NECB_Default :glass_door_solar_trans: NECB_Default :ground_floor_cond: NECB_Default :ground_roof_cond: NECB_Default :ground_wall_cond: '0.210' :image_name: btap_private_cli :infiltration_scale: NECB_Default :lights_scale: NECB_Default :lights_type: NECB_Default :nv_delta_temp_in_out: NECB_Default :nv_opening_fraction: NECB_Default :nv_temp_out_min: NECB_Default :nv_type: NECB_Default :oa_scale: NECB_Default :occupancy_loads_scale: NECB_Default :output_meters: [] :output_variables: [] :overhead_door_cond: NECB_Default :primary_heating_fuel: Electricity :pv_ground_azimuth_angle: NECB_Default :pv_ground_module_description: NECB_Default :pv_ground_tilt_angle: NECB_Default :pv_ground_total_area_pv_panels_m2: NECB_Default :pv_ground_type: NECB_Default :rotation_degrees: '90.0' :run_annual_simulation: true :s3_bucket: '834599497928' :scale_x: '1.0' :scale_y: '1.0' :scale_z: '1.0' :scenario: :ground_wall_cond :shw_eff: NECB_Default :skylight_cond: NECB_Default :skylight_solar_trans: NECB_Default :srr_set: '0.0' :template: NECB2017 docker_command: docker run --rm -v C:\Users\plopez\PycharmProjects\btap_batch\examples\idp\idp_example_sens\e867069b-485c-428d-a193-1d87e73038b3\output:/btap_costing/utilities/btap_cli/output -v C:\Users\plopez\PycharmProjects\btap_batch\examples\idp\idp_example_sens\e867069b-485c-428d-a193-1d87e73038b3\input\f13dd0dd-d499-4c2b-b85a-a48198673769:/btap_costing/utilities/btap_cli/input btap_private_cli bundle exec ruby btap_cli.rb | idp_example_sens | e867069b-485c-428d-a193-1d87e73038b3 | f13dd0dd-d499-4c2b-b85a-a48198673769 | NECB2017 | FullServiceRestaurant | Electricity | Electricity | CAN_QC_Montreal-Trudeau.Intl.AP.716270_CWEC2016.epw | sensitivity |  | NECB_Default | NECB_Default | NECB_Default | NECB_Default | NECB_Default | NECB_Default | NECB_Default | NECB_Default | NECB_Default | NECB_Default | NECB_Default | NECB_Default | NECB_Default | 0.210 | NECB_Default | NECB_Default | NECB_Default | NECB_Default | NECB_Default | NECB_Default | NECB_Default | NECB_Default | NECB_Default | NECB_Default | 0 | 90 | 1 | 1 | 1 | NECB_Default | NECB_Default | NECB_Default | NECB_Default | NECB_Default | NECB_Default | NECB_Default | NECB_Default | NECB_Default | NECB_Default | NECB_Default | NECB_Default | NECB_Default | NECB_Default | NECB_Default | NECB_Default | local | 834599497928 | btap_private_cli |  | TRUE | TRUE |  | :ground_wall_cond | 335.9957 | 40.225 | 198.8273 | 321.7147 | 511.15 | 845.2233 | 37.3 | FullServiceRestaurant |  |  | 0 | FullServiceRestaurant | 1 |  | 1 | NECB2017 | 0.35452 | 2384.1067 | 242.0252 | 11.7183 | 64.9441 | 31.8231 | 821.1983 | 470.6876 | MONTREAL | QUEBEC | 0.57333 | 0 | 0 | 0.57333 | 36.5151 | 0 | 0 | 36.5151 | 0 | 0.060726 | 0 | 0 | 1.4753 | 0.2285 | 0.08207 | 0.71576 | 0.067182 | 0.16792 | 0 | 0 | 1.4753 | 0.15318 | 365.8659 | 0 | 37.3 | 0.757 | [5 empty] | 0.156 | 0.247 | 1.9 |  | 0 | Montreal-Trudeau Intl AP | CAN | 323 | 4090 | 45.471 | -73.741 | 6 | 4400 | QC | CAN_QC_Montreal-Trudeau.Intl.AP.716270_CWEC2016.epw | 1.4754 | 40.225 | 335.9957 | 7.5507 | 18.099 | FALSE | FALSE | FALSE | FALSE | 12.385 | 16.2697 | 0 | 0.21423 | 0.0048524 | 78.3 | 0 | 44.149 | 1.0279 | 0.023283 | 375.71 | 0 | 1.4753 | 39.33 | 24.83 | 0 | 0 |  | file:///C:\Users\plopez\PycharmProjects\btap_batch\examples\idp\idp_example_sens\e867069b-485c-428d-a193-1d87e73038b3\output\f13dd0dd-d499-4c2b-b85a-a48198673769 | 1.0.002 |  | docker run --rm -v C:\Users\plopez\PycharmProjects\btap_batch\examples\idp\idp_example_sens\e867069b-485c-428d-a193-1d87e73038b3\output:/btap_costing/utilities/btap_cli/output -v C:\Users\plopez\PycharmProjects\btap_batch\examples\idp\idp_example_sens\e867069b-485c-428d-a193-1d87e73038b3\input\f13dd0dd-d499-4c2b-b85a-a48198673769:/btap_costing/utilities/btap_cli/input btap_private_cli bundle exec ruby btap_cli.rb | 0.4 | 0.4 | 1 | 0.1 | -1.2 | non_compliant | -1.2
65 | 53 |  | TRUE | 56 | 0 | 0 | 99.0958 |  |  |  | 0.1 | 2021-09-24 19:49:40 +0000 | 438c2ebff | 0.2.14 | :adv_dx_units: NECB_Default :airloop_economizer_type: NECB_Default :algorithm_type: sensitivity :analysis_id: e867069b-485c-428d-a193-1d87e73038b3 :analysis_name: idp_example_sens :boiler_eff: NECB_Default :btap_batch_version: 1.0.002 :building_type: FullServiceRestaurant :chiller_type: NECB_Default :compute_environment: local :datapoint_id: 69066e30-a87c-45c9-bd57-457d10a73030 :daylighting_type: NECB_Default :dcv_type: NECB_Default :door_construction_cond: NECB_Default :ecm_system_name: NECB_Default :electrical_loads_scale: NECB_Default :enable_costing: true :epw_file: CAN_QC_Montreal-Trudeau.Intl.AP.716270_CWEC2016.epw :erv_package: NECB_Default :ext_floor_cond: NECB_Default :ext_roof_cond: NECB_Default :ext_wall_cond: NECB_Default :fdwr_set: NECB_Default :fixed_wind_solar_trans: NECB_Default :fixed_window_cond: NECB_Default :furnace_eff: NECB_Default :glass_door_cond: NECB_Default :glass_door_solar_trans: NECB_Default :ground_floor_cond: NECB_Default :ground_roof_cond: NECB_Default :ground_wall_cond: NECB_Default :image_name: btap_private_cli :infiltration_scale: NECB_Default :lights_scale: NECB_Default :lights_type: NECB_Default :nv_delta_temp_in_out: NECB_Default :nv_opening_fraction: NECB_Default :nv_temp_out_min: NECB_Default :nv_type: NECB_Default :oa_scale: NECB_Default :occupancy_loads_scale: NECB_Default :output_meters: [] :output_variables: [] :overhead_door_cond: NECB_Default :primary_heating_fuel: Electricity :pv_ground_azimuth_angle: NECB_Default :pv_ground_module_description: NECB_Default :pv_ground_tilt_angle: NECB_Default :pv_ground_total_area_pv_panels_m2: NECB_Default :pv_ground_type: NECB_Default :rotation_degrees: '90.0' :run_annual_simulation: true :s3_bucket: '834599497928' :scale_x: '1.0' :scale_y: '1.0' :scale_z: '1.0' :scenario: :lights_type :shw_eff: NECB_Default :skylight_cond: NECB_Default :skylight_solar_trans: NECB_Default :srr_set: '0.0' :template: NECB2017 docker_command: docker run --rm -v C:\Users\plopez\PycharmProjects\btap_batch\examples\idp\idp_example_sens\e867069b-485c-428d-a193-1d87e73038b3\output:/btap_costing/utilities/btap_cli/output -v C:\Users\plopez\PycharmProjects\btap_batch\examples\idp\idp_example_sens\e867069b-485c-428d-a193-1d87e73038b3\input\69066e30-a87c-45c9-bd57-457d10a73030:/btap_costing/utilities/btap_cli/input btap_private_cli bundle exec ruby btap_cli.rb | idp_example_sens | e867069b-485c-428d-a193-1d87e73038b3 | 69066e30-a87c-45c9-bd57-457d10a73030 | NECB2017 | FullServiceRestaurant | Electricity | Electricity | CAN_QC_Montreal-Trudeau.Intl.AP.716270_CWEC2016.epw | sensitivity |  | NECB_Default | NECB_Default | NECB_Default | NECB_Default | NECB_Default | NECB_Default | NECB_Default | NECB_Default | NECB_Default | NECB_Default | NECB_Default | NECB_Default | NECB_Default | NECB_Default | NECB_Default | NECB_Default | NECB_Default | NECB_Default | NECB_Default | NECB_Default | NECB_Default | NECB_Default | NECB_Default | NECB_Default | 0 | 90 | 1 | 1 | 1 | NECB_Default | NECB_Default | NECB_Default | NECB_Default | NECB_Default | NECB_Default | NECB_Default | NECB_Default | NECB_Default | NECB_Default | NECB_Default | NECB_Default | NECB_Default | NECB_Default | NECB_Default | NECB_Default | local | 834599497928 | btap_private_cli |  | TRUE | TRUE |  | :lights_type | 335.9957 | 40.225 | 198.8273 | 321.7147 | 511.15 | 845.2233 | 37.3 | FullServiceRestaurant |  |  | 0 | FullServiceRestaurant | 1 |  | 1 | NECB2017 | 0.35452 | 2384.1067 | 242.0252 | 11.7183 | 64.9441 | 31.8231 | 821.1983 | 470.6876 | MONTREAL | QUEBEC | 0.57333 | 0 | 0 | 0.57333 | 36.5151 | 0 | 0 | 36.5151 | 0 | 0.060726 | 0 | 0 | 1.4753 | 0.2285 | 0.08207 | 0.71576 | 0.067182 | 0.16792 | 0 | 0 | 1.4753 | 0.15318 | 365.8659 | 0 | 37.3 | 0.757 | [5 empty] | 0.156 | 0.247 | 1.9 |  | 0 | Montreal-Trudeau Intl AP | CAN | 323 | 4090 | 45.471 | -73.741 | 6 | 4400 | QC | CAN_QC_Montreal-Trudeau.Intl.AP.716270_CWEC2016.epw | 1.4754 | 40.225 | 335.9957 | 7.5507 | 18.099 | FALSE | FALSE | FALSE | FALSE | 12.385 | 16.2697 | 0 | 0.21423 | 0.0048524 | 78.3 | 0 | 44.149 | 1.0279 | 0.023283 | 375.71 | 0 | 1.4753 | 39.33 | 24.83 | 0 | 0 |  | file:///C:\Users\plopez\PycharmProjects\btap_batch\examples\idp\idp_example_sens\e867069b-485c-428d-a193-1d87e73038b3\output\69066e30-a87c-45c9-bd57-457d10a73030 | 1.0.002 |  | docker run --rm -v C:\Users\plopez\PycharmProjects\btap_batch\examples\idp\idp_example_sens\e867069b-485c-428d-a193-1d87e73038b3\output:/btap_costing/utilities/btap_cli/output -v C:\Users\plopez\PycharmProjects\btap_batch\examples\idp\idp_example_sens\e867069b-485c-428d-a193-1d87e73038b3\input\69066e30-a87c-45c9-bd57-457d10a73030:/btap_costing/utilities/btap_cli/input btap_private_cli bundle exec ruby btap_cli.rb | 0.4 | 0.4 | 1 | 0.1 | -1.2 | non_compliant | -1.2
66 | 54 |  | TRUE | 56 | 0 | 0 | 100.1318 |  |  |  | 0.1 | 2021-09-24 19:49:43 +0000 | 438c2ebff | 0.2.14 | :adv_dx_units: NECB_Default :airloop_economizer_type: NECB_Default :algorithm_type: sensitivity :analysis_id: e867069b-485c-428d-a193-1d87e73038b3 :analysis_name: idp_example_sens :boiler_eff: NECB_Default :btap_batch_version: 1.0.002 :building_type: FullServiceRestaurant :chiller_type: NECB_Default :compute_environment: local :datapoint_id: c9fa25e0-0401-4d5f-b447-c08faa9cd69b :daylighting_type: NECB_Default :dcv_type: NECB_Default :door_construction_cond: NECB_Default :ecm_system_name: NECB_Default :electrical_loads_scale: NECB_Default :enable_costing: true :epw_file: CAN_QC_Montreal-Trudeau.Intl.AP.716270_CWEC2016.epw :erv_package: NECB_Default :ext_floor_cond: NECB_Default :ext_roof_cond: NECB_Default :ext_wall_cond: NECB_Default :fdwr_set: NECB_Default :fixed_wind_solar_trans: NECB_Default :fixed_window_cond: NECB_Default :furnace_eff: NECB_Default :glass_door_cond: NECB_Default :glass_door_solar_trans: NECB_Default :ground_floor_cond: NECB_Default :ground_roof_cond: NECB_Default :ground_wall_cond: NECB_Default :image_name: btap_private_cli :infiltration_scale: NECB_Default :lights_scale: NECB_Default :lights_type: LED :nv_delta_temp_in_out: NECB_Default :nv_opening_fraction: NECB_Default :nv_temp_out_min: NECB_Default :nv_type: NECB_Default :oa_scale: NECB_Default :occupancy_loads_scale: NECB_Default :output_meters: [] :output_variables: [] :overhead_door_cond: NECB_Default :primary_heating_fuel: Electricity :pv_ground_azimuth_angle: NECB_Default :pv_ground_module_description: NECB_Default :pv_ground_tilt_angle: NECB_Default :pv_ground_total_area_pv_panels_m2: NECB_Default :pv_ground_type: NECB_Default :rotation_degrees: '90.0' :run_annual_simulation: true :s3_bucket: '834599497928' :scale_x: '1.0' :scale_y: '1.0' :scale_z: '1.0' :scenario: :lights_type :shw_eff: NECB_Default :skylight_cond: NECB_Default :skylight_solar_trans: NECB_Default :srr_set: '0.0' :template: NECB2017 docker_command: docker run --rm -v C:\Users\plopez\PycharmProjects\btap_batch\examples\idp\idp_example_sens\e867069b-485c-428d-a193-1d87e73038b3\output:/btap_costing/utilities/btap_cli/output -v C:\Users\plopez\PycharmProjects\btap_batch\examples\idp\idp_example_sens\e867069b-485c-428d-a193-1d87e73038b3\input\c9fa25e0-0401-4d5f-b447-c08faa9cd69b:/btap_costing/utilities/btap_cli/input btap_private_cli bundle exec ruby btap_cli.rb | idp_example_sens | e867069b-485c-428d-a193-1d87e73038b3 | c9fa25e0-0401-4d5f-b447-c08faa9cd69b | NECB2017 | FullServiceRestaurant | Electricity | Electricity | CAN_QC_Montreal-Trudeau.Intl.AP.716270_CWEC2016.epw | sensitivity |  | NECB_Default | LED | NECB_Default | NECB_Default | NECB_Default | NECB_Default | NECB_Default | NECB_Default | NECB_Default | NECB_Default | NECB_Default | NECB_Default | NECB_Default | NECB_Default | NECB_Default | NECB_Default | NECB_Default | NECB_Default | NECB_Default | NECB_Default | NECB_Default | NECB_Default | NECB_Default | NECB_Default | 0 | 90 | 1 | 1 | 1 | NECB_Default | NECB_Default | NECB_Default | NECB_Default | NECB_Default | NECB_Default | NECB_Default | NECB_Default | NECB_Default | NECB_Default | NECB_Default | NECB_Default | NECB_Default | NECB_Default | NECB_Default | NECB_Default | local | 834599497928 | btap_private_cli |  | TRUE | TRUE |  | :lights_type | 335.9698 | 40.0855 | 199.7946 | 322.5787 | 511.15 | 845.2233 | 37.3 | FullServiceRestaurant |  |  | 0 | FullServiceRestaurant | 1 |  | 1 | NECB2017 | 0.35452 | 2384.1067 | 242.0252 | 11.7183 | 141.9767 | 31.8231 | 898.45 | 470.9067 | MONTREAL | QUEBEC | 0.57454 | 0 | 0 | 0.57454 | 36.5921 | 0 | 0 | 36.5921 | 0 | 0.060158 | 0 | 0 | 1.4785 | 0.22868 | 0.08207 | 0.71926 | 0.067182 | 0.16792 | 0 | 0 | 1.4785 | 0.15318 | 366.1415 | 0 | 37.3 | 0.757 | [5 empty] | 0.156 | 0.247 | 1.9 |  | 0 | Montreal-Trudeau Intl AP | CAN | 323 | 4090 | 45.471 | -73.741 | 6 | 4400 | QC | CAN_QC_Montreal-Trudeau.Intl.AP.716270_CWEC2016.epw | 1.4785 | 40.0855 | 335.9698 | 7.5507 | 18.099 | FALSE | FALSE | FALSE | FALSE | 12.385 | 16.2697 | 0 | 0.21423 | 0.0048524 | 78.3 | 0 | 44.149 | 1.0279 | 0.023283 | 375.71 | 0 | 1.4785 | 39.17 | 24.5 | 0 | 0 |  | file:///C:\Users\plopez\PycharmProjects\btap_batch\examples\idp\idp_example_sens\e867069b-485c-428d-a193-1d87e73038b3\output\c9fa25e0-0401-4d5f-b447-c08faa9cd69b | 1.0.002 |  | docker run --rm -v C:\Users\plopez\PycharmProjects\btap_batch\examples\idp\idp_example_sens\e867069b-485c-428d-a193-1d87e73038b3\output:/btap_costing/utilities/btap_cli/output -v C:\Users\plopez\PycharmProjects\btap_batch\examples\idp\idp_example_sens\e867069b-485c-428d-a193-1d87e73038b3\input\c9fa25e0-0401-4d5f-b447-c08faa9cd69b:/btap_costing/utilities/btap_cli/input btap_private_cli bundle exec ruby btap_cli.rb | 0.5 | 0.5 | 1 | 0 | -1.4 | non_compliant | -1.4
67 | 55 |  | TRUE | 56 | 0 | 0 | 96.5248 |  |  |  | 0.1 | 2021-09-24 19:49:57 +0000 | 438c2ebff | 0.2.14 | :adv_dx_units: NECB_Default :airloop_economizer_type: NECB_Default :algorithm_type: sensitivity :analysis_id: e867069b-485c-428d-a193-1d87e73038b3 :analysis_name: idp_example_sens :boiler_eff: NECB_Default :btap_batch_version: 1.0.002 :building_type: FullServiceRestaurant :chiller_type: NECB_Default :compute_environment: local :datapoint_id: 679e9964-fe80-45bf-bfdf-3687ed2d4550 :daylighting_type: NECB_Default :dcv_type: NECB_Default :door_construction_cond: NECB_Default :ecm_system_name: NECB_Default :electrical_loads_scale: NECB_Default :enable_costing: true :epw_file: CAN_QC_Montreal-Trudeau.Intl.AP.716270_CWEC2016.epw :erv_package: NECB_Default :ext_floor_cond: NECB_Default :ext_roof_cond: NECB_Default :ext_wall_cond: NECB_Default :fdwr_set: NECB_Default :fixed_wind_solar_trans: NECB_Default :fixed_window_cond: NECB_Default :furnace_eff: NECB_Default :glass_door_cond: NECB_Default :glass_door_solar_trans: NECB_Default :ground_floor_cond: NECB_Default :ground_roof_cond: NECB_Default :ground_wall_cond: NECB_Default :image_name: btap_private_cli :infiltration_scale: NECB_Default :lights_scale: NECB_Default :lights_type: NECB_Default :nv_delta_temp_in_out: NECB_Default :nv_opening_fraction: NECB_Default :nv_temp_out_min: NECB_Default :nv_type: NECB_Default :oa_scale: NECB_Default :occupancy_loads_scale: NECB_Default :output_meters: [] :output_variables: [] :overhead_door_cond: '2.4' :primary_heating_fuel: Electricity :pv_ground_azimuth_angle: NECB_Default :pv_ground_module_description: NECB_Default :pv_ground_tilt_angle: NECB_Default :pv_ground_total_area_pv_panels_m2: NECB_Default :pv_ground_type: NECB_Default :rotation_degrees: '90.0' :run_annual_simulation: true :s3_bucket: '834599497928' :scale_x: '1.0' :scale_y: '1.0' :scale_z: '1.0' :scenario: :overhead_door_cond :shw_eff: NECB_Default :skylight_cond: NECB_Default :skylight_solar_trans: NECB_Default :srr_set: '0.0' :template: NECB2017 docker_command: docker run --rm -v C:\Users\plopez\PycharmProjects\btap_batch\examples\idp\idp_example_sens\e867069b-485c-428d-a193-1d87e73038b3\output:/btap_costing/utilities/btap_cli/output -v C:\Users\plopez\PycharmProjects\btap_batch\examples\idp\idp_example_sens\e867069b-485c-428d-a193-1d87e73038b3\input\679e9964-fe80-45bf-bfdf-3687ed2d4550:/btap_costing/utilities/btap_cli/input btap_private_cli bundle exec ruby btap_cli.rb | idp_example_sens | e867069b-485c-428d-a193-1d87e73038b3 | 679e9964-fe80-45bf-bfdf-3687ed2d4550 | NECB2017 | FullServiceRestaurant | Electricity | Electricity | CAN_QC_Montreal-Trudeau.Intl.AP.716270_CWEC2016.epw | sensitivity |  | NECB_Default | NECB_Default | NECB_Default | NECB_Default | NECB_Default | NECB_Default | NECB_Default | NECB_Default | NECB_Default | NECB_Default | NECB_Default | NECB_Default | NECB_Default | NECB_Default | NECB_Default | NECB_Default | NECB_Default | NECB_Default | 2.4 | NECB_Default | NECB_Default | NECB_Default | NECB_Default | NECB_Default | 0 | 90 | 1 | 1 | 1 | NECB_Default | NECB_Default | NECB_Default | NECB_Default | NECB_Default | NECB_Default | NECB_Default | NECB_Default | NECB_Default | NECB_Default | NECB_Default | NECB_Default | NECB_Default | NECB_Default | NECB_Default | NECB_Default | local | 834599497928 | btap_private_cli |  | TRUE | TRUE |  | :overhead_door_cond | 335.9957 | 40.225 | 198.8273 | 321.7147 | 511.15 | 845.2233 | 37.3 | FullServiceRestaurant |  |  | 0 | FullServiceRestaurant | 1 |  | 1 | NECB2017 | 0.35452 | 2384.1067 | 242.0252 | 11.7183 | 64.9441 | 31.8231 | 821.1983 | 470.6876 | MONTREAL | QUEBEC | 0.57333 | 0 | 0 | 0.57333 | 36.5151 | 0 | 0 | 36.5151 | 0 | 0.060726 | 0 | 0 | 1.4753 | 0.2285 | 0.08207 | 0.71576 | 0.067182 | 0.16792 | 0 | 0 | 1.4753 | 0.15318 | 365.8659 | 0 | 37.3 | 0.757 | [5 empty] | 0.156 | 0.247 | 1.9 |  | 0 | Montreal-Trudeau Intl AP | CAN | 323 | 4090 | 45.471 | -73.741 | 6 | 4400 | QC | CAN_QC_Montreal-Trudeau.Intl.AP.716270_CWEC2016.epw | 1.4754 | 40.225 | 335.9957 | 7.5507 | 18.099 | FALSE | FALSE | FALSE | FALSE | 12.385 | 16.2697 | 0 | 0.21423 | 0.0048524 | 78.3 | 0 | 44.149 | 1.0279 | 0.023283 | 375.71 | 0 | 1.4753 | 39.33 | 24.83 | 0 | 0 |  | file:///C:\Users\plopez\PycharmProjects\btap_batch\examples\idp\idp_example_sens\e867069b-485c-428d-a193-1d87e73038b3\output\679e9964-fe80-45bf-bfdf-3687ed2d4550 | 1.0.002 |  | docker run --rm -v C:\Users\plopez\PycharmProjects\btap_batch\examples\idp\idp_example_sens\e867069b-485c-428d-a193-1d87e73038b3\output:/btap_costing/utilities/btap_cli/output -v C:\Users\plopez\PycharmProjects\btap_batch\examples\idp\idp_example_sens\e867069b-485c-428d-a193-1d87e73038b3\input\679e9964-fe80-45bf-bfdf-3687ed2d4550:/btap_costing/utilities/btap_cli/input btap_private_cli bundle exec ruby btap_cli.rb | 0.4 | 0.4 | 1 | 0.1 | -1.2 | non_compliant | -1.2
68 | 56 |  | TRUE | 56 | 0 | 0 | 99.2518 |  |  |  | 0.1 | 2021-09-24 19:49:58 +0000 | 438c2ebff | 0.2.14 | :adv_dx_units: NECB_Default :airloop_economizer_type: NECB_Default :algorithm_type: sensitivity :analysis_id: e867069b-485c-428d-a193-1d87e73038b3 :analysis_name: idp_example_sens :boiler_eff: NECB_Default :btap_batch_version: 1.0.002 :building_type: FullServiceRestaurant :chiller_type: NECB_Default :compute_environment: local :datapoint_id: 59291d18-f944-42a1-85c6-33c864040d28 :daylighting_type: NECB_Default :dcv_type: NECB_Default :door_construction_cond: NECB_Default :ecm_system_name: NECB_Default :electrical_loads_scale: NECB_Default :enable_costing: true :epw_file: CAN_QC_Montreal-Trudeau.Intl.AP.716270_CWEC2016.epw :erv_package: NECB_Default :ext_floor_cond: NECB_Default :ext_roof_cond: NECB_Default :ext_wall_cond: NECB_Default :fdwr_set: NECB_Default :fixed_wind_solar_trans: NECB_Default :fixed_window_cond: NECB_Default :furnace_eff: NECB_Default :glass_door_cond: NECB_Default :glass_door_solar_trans: NECB_Default :ground_floor_cond: NECB_Default :ground_roof_cond: NECB_Default :ground_wall_cond: NECB_Default :image_name: btap_private_cli :infiltration_scale: NECB_Default :lights_scale: NECB_Default :lights_type: NECB_Default :nv_delta_temp_in_out: NECB_Default :nv_opening_fraction: NECB_Default :nv_temp_out_min: NECB_Default :nv_type: NECB_Default :oa_scale: NECB_Default :occupancy_loads_scale: NECB_Default :output_meters: [] :output_variables: [] :overhead_door_cond: NECB_Default :primary_heating_fuel: Electricity :pv_ground_azimuth_angle: NECB_Default :pv_ground_module_description: NECB_Default :pv_ground_tilt_angle: NECB_Default :pv_ground_total_area_pv_panels_m2: NECB_Default :pv_ground_type: NECB_Default :rotation_degrees: '90.0' :run_annual_simulation: true :s3_bucket: '834599497928' :scale_x: '1.0' :scale_y: '1.0' :scale_z: '1.0' :scenario: :overhead_door_cond :shw_eff: NECB_Default :skylight_cond: NECB_Default :skylight_solar_trans: NECB_Default :srr_set: '0.0' :template: NECB2017 docker_command: docker run --rm -v C:\Users\plopez\PycharmProjects\btap_batch\examples\idp\idp_example_sens\e867069b-485c-428d-a193-1d87e73038b3\output:/btap_costing/utilities/btap_cli/output -v C:\Users\plopez\PycharmProjects\btap_batch\examples\idp\idp_example_sens\e867069b-485c-428d-a193-1d87e73038b3\input\59291d18-f944-42a1-85c6-33c864040d28:/btap_costing/utilities/btap_cli/input btap_private_cli bundle exec ruby btap_cli.rb | idp_example_sens | e867069b-485c-428d-a193-1d87e73038b3 | 59291d18-f944-42a1-85c6-33c864040d28 | NECB2017 | FullServiceRestaurant | Electricity | Electricity | CAN_QC_Montreal-Trudeau.Intl.AP.716270_CWEC2016.epw | sensitivity |  | NECB_Default | NECB_Default | NECB_Default | NECB_Default | NECB_Default | NECB_Default | NECB_Default | NECB_Default | NECB_Default | NECB_Default | NECB_Default | NECB_Default | NECB_Default | NECB_Default | NECB_Default | NECB_Default | NECB_Default | NECB_Default | NECB_Default | NECB_Default | NECB_Default | NECB_Default | NECB_Default | NECB_Default | 0 | 90 | 1 | 1 | 1 | NECB_Default | NECB_Default | NECB_Default | NECB_Default | NECB_Default | NECB_Default | NECB_Default | NECB_Default | NECB_Default | NECB_Default | NECB_Default | NECB_Default | NECB_Default | NECB_Default | NECB_Default | NECB_Default | local | 834599497928 | btap_private_cli |  | TRUE | TRUE |  | :overhead_door_cond | 335.9957 | 40.225 | 198.8273 | 321.7147 | 511.15 | 845.2233 | 37.3 | FullServiceRestaurant |  |  | 0 | FullServiceRestaurant | 1 |  | 1 | NECB2017 | 0.35452 | 2384.1067 | 242.0252 | 11.7183 | 64.9441 | 31.8231 | 821.1983 | 470.6876 | MONTREAL | QUEBEC | 0.57333 | 0 | 0 | 0.57333 | 36.5151 | 0 | 0 | 36.5151 | 0 | 0.060726 | 0 | 0 | 1.4753 | 0.2285 | 0.08207 | 0.71576 | 0.067182 | 0.16792 | 0 | 0 | 1.4753 | 0.15318 | 365.8659 | 0 | 37.3 | 0.757 | [5 empty] | 0.156 | 0.247 | 1.9 |  | 0 | Montreal-Trudeau Intl AP | CAN | 323 | 4090 | 45.471 | -73.741 | 6 | 4400 | QC | CAN_QC_Montreal-Trudeau.Intl.AP.716270_CWEC2016.epw | 1.4754 | 40.225 | 335.9957 | 7.5507 | 18.099 | FALSE | FALSE | FALSE | FALSE | 12.385 | 16.2697 | 0 | 0.21423 | 0.0048524 | 78.3 | 0 | 44.149 | 1.0279 | 0.023283 | 375.71 | 0 | 1.4753 | 39.33 | 24.83 | 0 | 0 |  | file:///C:\Users\plopez\PycharmProjects\btap_batch\examples\idp\idp_example_sens\e867069b-485c-428d-a193-1d87e73038b3\output\59291d18-f944-42a1-85c6-33c864040d28 | 1.0.002 |  | docker run --rm -v C:\Users\plopez\PycharmProjects\btap_batch\examples\idp\idp_example_sens\e867069b-485c-428d-a193-1d87e73038b3\output:/btap_costing/utilities/btap_cli/output -v C:\Users\plopez\PycharmProjects\btap_batch\examples\idp\idp_example_sens\e867069b-485c-428d-a193-1d87e73038b3\input\59291d18-f944-42a1-85c6-33c864040d28:/btap_costing/utilities/btap_cli/input btap_private_cli bundle exec ruby btap_cli.rb | 0.4 | 0.4 | 1 | 0.1 | -1.2 | non_compliant | -1.2
69 | 57 |  | TRUE | 56 | 0 | 0 | 99.0948 |  |  |  | 0.1 | 2021-09-24 19:50:00 +0000 | 438c2ebff | 0.2.14 | :adv_dx_units: NECB_Default :airloop_economizer_type: NECB_Default :algorithm_type: sensitivity :analysis_id: e867069b-485c-428d-a193-1d87e73038b3 :analysis_name: idp_example_sens :boiler_eff: NECB_Default :btap_batch_version: 1.0.002 :building_type: FullServiceRestaurant :chiller_type: NECB_Default :compute_environment: local :datapoint_id: be5cf833-a63c-482c-b2c9-02187466b22b :daylighting_type: NECB_Default :dcv_type: NECB_Default :door_construction_cond: NECB_Default :ecm_system_name: NECB_Default :electrical_loads_scale: NECB_Default :enable_costing: true :epw_file: CAN_QC_Montreal-Trudeau.Intl.AP.716270_CWEC2016.epw :erv_package: NECB_Default :ext_floor_cond: NECB_Default :ext_roof_cond: NECB_Default :ext_wall_cond: NECB_Default :fdwr_set: NECB_Default :fixed_wind_solar_trans: NECB_Default :fixed_window_cond: NECB_Default :furnace_eff: NECB_Default :glass_door_cond: NECB_Default :glass_door_solar_trans: NECB_Default :ground_floor_cond: NECB_Default :ground_roof_cond: NECB_Default :ground_wall_cond: NECB_Default :image_name: btap_private_cli :infiltration_scale: NECB_Default :lights_scale: NECB_Default :lights_type: NECB_Default :nv_delta_temp_in_out: NECB_Default :nv_opening_fraction: NECB_Default :nv_temp_out_min: NECB_Default :nv_type: NECB_Default :oa_scale: NECB_Default :occupancy_loads_scale: NECB_Default :output_meters: [] :output_variables: [] :overhead_door_cond: '2.2' :primary_heating_fuel: Electricity :pv_ground_azimuth_angle: NECB_Default :pv_ground_module_description: NECB_Default :pv_ground_tilt_angle: NECB_Default :pv_ground_total_area_pv_panels_m2: NECB_Default :pv_ground_type: NECB_Default :rotation_degrees: '90.0' :run_annual_simulation: true :s3_bucket: '834599497928' :scale_x: '1.0' :scale_y: '1.0' :scale_z: '1.0' :scenario: :overhead_door_cond :shw_eff: NECB_Default :skylight_cond: NECB_Default :skylight_solar_trans: NECB_Default :srr_set: '0.0' :template: NECB2017 docker_command: docker run --rm -v C:\Users\plopez\PycharmProjects\btap_batch\examples\idp\idp_example_sens\e867069b-485c-428d-a193-1d87e73038b3\output:/btap_costing/utilities/btap_cli/output -v C:\Users\plopez\PycharmProjects\btap_batch\examples\idp\idp_example_sens\e867069b-485c-428d-a193-1d87e73038b3\input\be5cf833-a63c-482c-b2c9-02187466b22b:/btap_costing/utilities/btap_cli/input btap_private_cli bundle exec ruby btap_cli.rb | idp_example_sens | e867069b-485c-428d-a193-1d87e73038b3 | be5cf833-a63c-482c-b2c9-02187466b22b | NECB2017 | FullServiceRestaurant | Electricity | Electricity | CAN_QC_Montreal-Trudeau.Intl.AP.716270_CWEC2016.epw | sensitivity |  | NECB_Default | NECB_Default | NECB_Default | NECB_Default | NECB_Default | NECB_Default | NECB_Default | NECB_Default | NECB_Default | NECB_Default | NECB_Default | NECB_Default | NECB_Default | NECB_Default | NECB_Default | NECB_Default | NECB_Default | NECB_Default | 2.2 | NECB_Default | NECB_Default | NECB_Default | NECB_Default | NECB_Default | 0 | 90 | 1 | 1 | 1 | NECB_Default | NECB_Default | NECB_Default | NECB_Default | NECB_Default | NECB_Default | NECB_Default | NECB_Default | NECB_Default | NECB_Default | NECB_Default | NECB_Default | NECB_Default | NECB_Default | NECB_Default | NECB_Default | local | 834599497928 | btap_private_cli |  | TRUE | TRUE |  | :overhead_door_cond | 335.9957 | 40.225 | 198.8273 | 321.7147 | 511.15 | 845.2233 | 37.3 | FullServiceRestaurant |  |  | 0 | FullServiceRestaurant | 1 |  | 1 | NECB2017 | 0.35452 | 2384.1067 | 242.0252 | 11.7183 | 64.9441 | 31.8231 | 821.1983 | 470.6876 | MONTREAL | QUEBEC | 0.57333 | 0 | 0 | 0.57333 | 36.5151 | 0 | 0 | 36.5151 | 0 | 0.060726 | 0 | 0 | 1.4753 | 0.2285 | 0.08207 | 0.71576 | 0.067182 | 0.16792 | 0 | 0 | 1.4753 | 0.15318 | 365.8659 | 0 | 37.3 | 0.757 | [5 empty] | 0.156 | 0.247 | 1.9 |  | 0 | Montreal-Trudeau Intl AP | CAN | 323 | 4090 | 45.471 | -73.741 | 6 | 4400 | QC | CAN_QC_Montreal-Trudeau.Intl.AP.716270_CWEC2016.epw | 1.4754 | 40.225 | 335.9957 | 7.5507 | 18.099 | FALSE | FALSE | FALSE | FALSE | 12.385 | 16.2697 | 0 | 0.21423 | 0.0048524 | 78.3 | 0 | 44.149 | 1.0279 | 0.023283 | 375.71 | 0 | 1.4753 | 39.33 | 24.83 | 0 | 0 |  | file:///C:\Users\plopez\PycharmProjects\btap_batch\examples\idp\idp_example_sens\e867069b-485c-428d-a193-1d87e73038b3\output\be5cf833-a63c-482c-b2c9-02187466b22b | 1.0.002 |  | docker run --rm -v C:\Users\plopez\PycharmProjects\btap_batch\examples\idp\idp_example_sens\e867069b-485c-428d-a193-1d87e73038b3\output:/btap_costing/utilities/btap_cli/output -v C:\Users\plopez\PycharmProjects\btap_batch\examples\idp\idp_example_sens\e867069b-485c-428d-a193-1d87e73038b3\input\be5cf833-a63c-482c-b2c9-02187466b22b:/btap_costing/utilities/btap_cli/input btap_private_cli bundle exec ruby btap_cli.rb | 0.4 | 0.4 | 1 | 0.1 | -1.2 | non_compliant | -1.2
70 | 58 |  | TRUE | 56 | 0 | 0 | 99.0788 |  |  |  | 0.1 | 2021-09-24 19:50:00 +0000 | 438c2ebff | 0.2.14 | :adv_dx_units: NECB_Default :airloop_economizer_type: NECB_Default :algorithm_type: sensitivity :analysis_id: e867069b-485c-428d-a193-1d87e73038b3 :analysis_name: idp_example_sens :boiler_eff: NECB_Default :btap_batch_version: 1.0.002 :building_type: FullServiceRestaurant :chiller_type: NECB_Default :compute_environment: local :datapoint_id: f4825d23-e085-419c-847e-e513ac21e709 :daylighting_type: NECB_Default :dcv_type: NECB_Default :door_construction_cond: NECB_Default :ecm_system_name: NECB_Default :electrical_loads_scale: NECB_Default :enable_costing: true :epw_file: CAN_QC_Montreal-Trudeau.Intl.AP.716270_CWEC2016.epw :erv_package: NECB_Default :ext_floor_cond: NECB_Default :ext_roof_cond: NECB_Default :ext_wall_cond: NECB_Default :fdwr_set: NECB_Default :fixed_wind_solar_trans: NECB_Default :fixed_window_cond: NECB_Default :furnace_eff: NECB_Default :glass_door_cond: NECB_Default :glass_door_solar_trans: NECB_Default :ground_floor_cond: NECB_Default :ground_roof_cond: NECB_Default :ground_wall_cond: NECB_Default :image_name: btap_private_cli :infiltration_scale: NECB_Default :lights_scale: NECB_Default :lights_type: NECB_Default :nv_delta_temp_in_out: NECB_Default :nv_opening_fraction: NECB_Default :nv_temp_out_min: NECB_Default :nv_type: NECB_Default :oa_scale: NECB_Default :occupancy_loads_scale: NECB_Default :output_meters: [] :output_variables: [] :overhead_door_cond: '1.6' :primary_heating_fuel: Electricity :pv_ground_azimuth_angle: NECB_Default :pv_ground_module_description: NECB_Default :pv_ground_tilt_angle: NECB_Default :pv_ground_total_area_pv_panels_m2: NECB_Default :pv_ground_type: NECB_Default :rotation_degrees: '90.0' :run_annual_simulation: true :s3_bucket: '834599497928' :scale_x: '1.0' :scale_y: '1.0' :scale_z: '1.0' :scenario: :overhead_door_cond :shw_eff: NECB_Default :skylight_cond: NECB_Default :skylight_solar_trans: NECB_Default :srr_set: '0.0' :template: NECB2017 docker_command: docker run --rm -v C:\Users\plopez\PycharmProjects\btap_batch\examples\idp\idp_example_sens\e867069b-485c-428d-a193-1d87e73038b3\output:/btap_costing/utilities/btap_cli/output -v C:\Users\plopez\PycharmProjects\btap_batch\examples\idp\idp_example_sens\e867069b-485c-428d-a193-1d87e73038b3\input\f4825d23-e085-419c-847e-e513ac21e709:/btap_costing/utilities/btap_cli/input btap_private_cli bundle exec ruby btap_cli.rb | idp_example_sens | e867069b-485c-428d-a193-1d87e73038b3 | f4825d23-e085-419c-847e-e513ac21e709 | NECB2017 | FullServiceRestaurant | Electricity | Electricity | CAN_QC_Montreal-Trudeau.Intl.AP.716270_CWEC2016.epw | sensitivity |  | NECB_Default | NECB_Default | NECB_Default | NECB_Default | NECB_Default | NECB_Default | NECB_Default | NECB_Default | NECB_Default | NECB_Default | NECB_Default | NECB_Default | NECB_Default | NECB_Default | NECB_Default | NECB_Default | NECB_Default | NECB_Default | 1.6 | NECB_Default | NECB_Default | NECB_Default | NECB_Default | NECB_Default | 0 | 90 | 1 | 1 | 1 | NECB_Default | NECB_Default | NECB_Default | NECB_Default | NECB_Default | NECB_Default | NECB_Default | NECB_Default | NECB_Default | NECB_Default | NECB_Default | NECB_Default | NECB_Default | NECB_Default | NECB_Default | NECB_Default | local | 834599497928 | btap_private_cli |  | TRUE | TRUE |  | :overhead_door_cond | 335.9957 | 40.225 | 198.8273 | 321.7147 | 511.15 | 845.2233 | 37.3 | FullServiceRestaurant |  |  | 0 | FullServiceRestaurant | 1 |  | 1 | NECB2017 | 0.35452 | 2384.1067 | 242.0252 | 11.7183 | 64.9441 | 31.8231 | 821.1983 | 470.6876 | MONTREAL | QUEBEC | 0.57333 | 0 | 0 | 0.57333 | 36.5151 | 0 | 0 | 36.5151 | 0 | 0.060726 | 0 | 0 | 1.4753 | 0.2285 | 0.08207 | 0.71576 | 0.067182 | 0.16792 | 0 | 0 | 1.4753 | 0.15318 | 365.8659 | 0 | 37.3 | 0.757 | [5 empty] | 0.156 | 0.247 | 1.9 |  | 0 | Montreal-Trudeau Intl AP | CAN | 323 | 4090 | 45.471 | -73.741 | 6 | 4400 | QC | CAN_QC_Montreal-Trudeau.Intl.AP.716270_CWEC2016.epw | 1.4754 | 40.225 | 335.9957 | 7.5507 | 18.099 | FALSE | FALSE | FALSE | FALSE | 12.385 | 16.2697 | 0 | 0.21423 | 0.0048524 | 78.3 | 0 | 44.149 | 1.0279 | 0.023283 | 375.71 | 0 | 1.4753 | 39.33 | 24.83 | 0 | 0 |  | file:///C:\Users\plopez\PycharmProjects\btap_batch\examples\idp\idp_example_sens\e867069b-485c-428d-a193-1d87e73038b3\output\f4825d23-e085-419c-847e-e513ac21e709 | 1.0.002 |  | docker run --rm -v C:\Users\plopez\PycharmProjects\btap_batch\examples\idp\idp_example_sens\e867069b-485c-428d-a193-1d87e73038b3\output:/btap_costing/utilities/btap_cli/output -v C:\Users\plopez\PycharmProjects\btap_batch\examples\idp\idp_example_sens\e867069b-485c-428d-a193-1d87e73038b3\input\f4825d23-e085-419c-847e-e513ac21e709:/btap_costing/utilities/btap_cli/input btap_private_cli bundle exec ruby btap_cli.rb | 0.4 | 0.4 | 1 | 0.1 | -1.2 | non_compliant | -1.2
71 | 0 |  | TRUE | 56 | 0 | 0 | 111.9186 | nrcan_prod | nrcan_prod | 3.0.1 | 0.1 | 2021-09-24 19:53:00 +0000 | 438c2ebff | 0.2.14 | :adv_dx_units: NECB_Default :airloop_economizer_type: NECB_Default :algorithm: :eta: 3.0 :minimize_objectives: - heating_peak_w_per_m_sq - cost_utility_ghg_total_kg_per_m_sq - energy_eui_total_gj_per_m_sq :n_generations: 2 :population: 30 :prob: 0.85 :type: nsga2 :algorithm_type: nsga2 :analysis_id: 032a3b1b-5a87-4d55-9cb2-4fbb90ffb270 :analysis_name: idp_example_opt :boiler_eff: NECB_Default :btap_batch_version: 1.0.002 :btap_costing_branch: nrcan_prod :building_type: FullServiceRestaurant :chiller_type: NECB_Default :compute_environment: local :datapoint_id: 931d2478-89f1-40d5-a70b-e9d76b9de49e :daylighting_type: add_daylighting_controls :dcv_type: NECB_Default :door_construction_cond: NECB_Default :ecm_system_name: NECB_Default :electrical_loads_scale: NECB_Default :enable_costing: true :epw_file: CAN_QC_Montreal-Trudeau.Intl.AP.716270_CWEC2016.epw :erv_package: NECB_Default :ext_floor_cond: '0.142' :ext_roof_cond: '0.121' :ext_wall_cond: '0.314' :fdwr_set: NECB_Default :fixed_wind_solar_trans: '0.2' :fixed_window_cond: NECB_Default :furnace_eff: NECB_Default :glass_door_cond: NECB_Default :glass_door_solar_trans: NECB_Default :ground_floor_cond: '0.379' :ground_roof_cond: '0.210' :ground_wall_cond: '0.284' :image_name: btap_private_cli :infiltration_scale: NECB_Default :kill_database: true :lights_scale: NECB_Default :lights_type: LED :no_of_threads: null :nocache: false :nv_delta_temp_in_out: NECB_Default :nv_opening_fraction: NECB_Default :nv_temp_out_min: NECB_Default :nv_type: NECB_Default :oa_scale: NECB_Default :occupancy_loads_scale: NECB_Default :os_standards_branch: nrcan_prod :os_version: 3.0.1 :output_meters: [] :output_variables: [] :overhead_door_cond: NECB_Default :primary_heating_fuel: Electricity :pv_ground_azimuth_angle: NECB_Default :pv_ground_module_description: NECB_Default :pv_ground_tilt_angle: NECB_Default :pv_ground_total_area_pv_panels_m2: NECB_Default :pv_ground_type: NECB_Default :rotation_degrees: '90.0' :run_annual_simulation: true :s3_bucket: '834599497928' :scale_x: '1.0' :scale_y: '1.0' :scale_z: '1.0' :scenario: optimize :shw_eff: NECB_Default :skylight_cond: NECB_Default :skylight_solar_trans: NECB_Default :srr_set: '0.0' :template: NECB2017 docker_command: docker run --rm -v C:\Users\plopez\PycharmProjects\btap_batch\examples\idp\idp_example_opt\032a3b1b-5a87-4d55-9cb2-4fbb90ffb270\output:/btap_costing/utilities/btap_cli/output -v C:\Users\plopez\PycharmProjects\btap_batch\examples\idp\idp_example_opt\032a3b1b-5a87-4d55-9cb2-4fbb90ffb270\input\931d2478-89f1-40d5-a70b-e9d76b9de49e:/btap_costing/utilities/btap_cli/input btap_private_cli bundle exec ruby btap_cli.rb | idp_example_opt | 032a3b1b-5a87-4d55-9cb2-4fbb90ffb270 | 931d2478-89f1-40d5-a70b-e9d76b9de49e | NECB2017 | FullServiceRestaurant | Electricity | Electricity | CAN_QC_Montreal-Trudeau.Intl.AP.716270_CWEC2016.epw | nsga2 |  | NECB_Default | LED | NECB_Default | NECB_Default | 0.314 | 0.142 | 0.121 | NECB_Default | NECB_Default | add_daylighting_controls | NECB_Default | NECB_Default | NECB_Default | 0.284 | 0.379 | 0.210 | NECB_Default | NECB_Default | NECB_Default | NECB_Default | NECB_Default | 0.2 | NECB_Default | NECB_Default | 0 | 90 | 1 | 1 | 1 | NECB_Default | NECB_Default | NECB_Default | NECB_Default | NECB_Default | NECB_Default | NECB_Default | NECB_Default | NECB_Default | NECB_Default | NECB_Default | NECB_Default | NECB_Default | NECB_Default | NECB_Default | NECB_Default | local | 834599497928 | btap_private_cli | 0 | TRUE | TRUE | 1 | optimize | 341.698 | 34.666 | 216.7879 | 326.9643 | 511.15 | 845.2233 | 37.3 | FullServiceRestaurant |  |  | 0 | FullServiceRestaurant | 1 |  | 1 | NECB2017 | 0.35452 | 2384.1067 | 248.7399 | 11.7183 | 141.9767 | 31.8231 | 842.6873 | 408.4293 | MONTREAL | QUEBEC | 0.58068 | 0 | 0 | 0.58068 | 36.9829 | 0 | 0 | 36.9829 | 0 | 0.044605 | 0 | 0 | 1.4942 | 0.19885 | 0.08207 | 0.78044 | 0.067182 | 0.16792 | 0 | 0 | 1.4942 | 0.15318 | 372.1275 | 0 | 37.3 | 0.379 | [5 empty] | 0.121 | 0.314 | 1.9 |  | 0 | Montreal-Trudeau Intl AP | CAN | 323 | 4090 | 45.471 | -73.741 | 6 | 4400 | QC | CAN_QC_Montreal-Trudeau.Intl.AP.716270_CWEC2016.epw | 1.4943 | 34.666 | 341.698 | 7.5507 | 18.099 | FALSE | FALSE | FALSE | FALSE | 12.385 | 16.2697 | 0 | 0.21423 | 0.0048524 | 78.3 | 0 | 44.149 | 1.0279 | 0.023283 | 375.71 | 0 | 1.4942 | 19.5 | 9.17 | 0 | 0 |  | file:///C:\Users\plopez\PycharmProjects\btap_batch\examples\idp\idp_example_opt\032a3b1b-5a87-4d55-9cb2-4fbb90ffb270\output\931d2478-89f1-40d5-a70b-e9d76b9de49e | 1.0.002 |  | docker run --rm -v C:\Users\plopez\PycharmProjects\btap_batch\examples\idp\idp_example_opt\032a3b1b-5a87-4d55-9cb2-4fbb90ffb270\output:/btap_costing/utilities/btap_cli/output -v C:\Users\plopez\PycharmProjects\btap_batch\examples\idp\idp_example_opt\032a3b1b-5a87-4d55-9cb2-4fbb90ffb270\input\931d2478-89f1-40d5-a70b-e9d76b9de49e:/btap_costing/utilities/btap_cli/input btap_private_cli bundle exec ruby btap_cli.rb | 0.9 | 0.9 | 1 | -1.6 | -2.5 | non_compliant | -2.5
72 | 1 |  | TRUE | 60 | 0 | 0 | 123.5584 | nrcan_prod | nrcan_prod | 3.0.1 | 0.1 | 2021-09-24 19:53:02 +0000 | 438c2ebff | 0.2.14 | :adv_dx_units: Carrier WeatherExpert :airloop_economizer_type: NECB_Default :algorithm: :eta: 3.0 :minimize_objectives: - heating_peak_w_per_m_sq - cost_utility_ghg_total_kg_per_m_sq - energy_eui_total_gj_per_m_sq :n_generations: 2 :population: 30 :prob: 0.85 :type: nsga2 :algorithm_type: nsga2 :analysis_id: 032a3b1b-5a87-4d55-9cb2-4fbb90ffb270 :analysis_name: idp_example_opt :boiler_eff: NECB_Default :btap_batch_version: 1.0.002 :btap_costing_branch: nrcan_prod :building_type: FullServiceRestaurant :chiller_type: NECB_Default :compute_environment: local :datapoint_id: 6c8589bc-629a-417b-bb21-0f7ca31d744b :daylighting_type: NECB_Default :dcv_type: CO2_based_DCV :door_construction_cond: '2.4' :ecm_system_name: NECB_Default :electrical_loads_scale: NECB_Default :enable_costing: true :epw_file: CAN_QC_Montreal-Trudeau.Intl.AP.716270_CWEC2016.epw :erv_package: NECB_Default :ext_floor_cond: '0.183' :ext_roof_cond: '0.162' :ext_wall_cond: '0.183' :fdwr_set: NECB_Default :fixed_wind_solar_trans: '0.5' :fixed_window_cond: '1.6' :furnace_eff: NECB_Default :glass_door_cond: '2.4' :glass_door_solar_trans: NECB_Default :ground_floor_cond: NECB_Default :ground_roof_cond: '0.210' :ground_wall_cond: '0.284' :image_name: btap_private_cli :infiltration_scale: NECB_Default :kill_database: true :lights_scale: NECB_Default :lights_type: NECB_Default :no_of_threads: null :nocache: false :nv_delta_temp_in_out: NECB_Default :nv_opening_fraction: NECB_Default :nv_temp_out_min: NECB_Default :nv_type: NECB_Default :oa_scale: NECB_Default :occupancy_loads_scale: NECB_Default :os_standards_branch: nrcan_prod :os_version: 3.0.1 :output_meters: [] :output_variables: [] :overhead_door_cond: '2.2' :primary_heating_fuel: Electricity :pv_ground_azimuth_angle: NECB_Default :pv_ground_module_description: NECB_Default :pv_ground_tilt_angle: NECB_Default :pv_ground_total_area_pv_panels_m2: NECB_Default :pv_ground_type: NECB_Default :rotation_degrees: '90.0' :run_annual_simulation: true :s3_bucket: '834599497928' :scale_x: '1.0' :scale_y: '1.0' :scale_z: '1.0' :scenario: optimize :shw_eff: NECB_Default :skylight_cond: NECB_Default :skylight_solar_trans: NECB_Default :srr_set: '0.0' :template: NECB2017 docker_command: docker run --rm -v C:\Users\plopez\PycharmProjects\btap_batch\examples\idp\idp_example_opt\032a3b1b-5a87-4d55-9cb2-4fbb90ffb270\output:/btap_costing/utilities/btap_cli/output -v C:\Users\plopez\PycharmProjects\btap_batch\examples\idp\idp_example_opt\032a3b1b-5a87-4d55-9cb2-4fbb90ffb270\input\6c8589bc-629a-417b-bb21-0f7ca31d744b:/btap_costing/utilities/btap_cli/input btap_private_cli bundle exec ruby btap_cli.rb | idp_example_opt | 032a3b1b-5a87-4d55-9cb2-4fbb90ffb270 | 6c8589bc-629a-417b-bb21-0f7ca31d744b | NECB2017 | FullServiceRestaurant | Electricity | Electricity | CAN_QC_Montreal-Trudeau.Intl.AP.716270_CWEC2016.epw | nsga2 |  | CO2_based_DCV | NECB_Default | NECB_Default | NECB_Default | 0.183 | 0.183 | 0.162 | 1.6 | NECB_Default | NECB_Default | NECB_Default | NECB_Default | NECB_Default | 0.284 | NECB_Default | 0.210 | 2.4 | 2.4 | 2.2 | NECB_Default | NECB_Default | 0.5 | NECB_Default | NECB_Default | 0 | 90 | 1 | 1 | 1 | NECB_Default | NECB_Default | NECB_Default | NECB_Default | NECB_Default | Carrier WeatherExpert | NECB_Default | NECB_Default | NECB_Default | NECB_Default | NECB_Default | NECB_Default | NECB_Default | NECB_Default | NECB_Default | NECB_Default | local | 834599497928 | btap_private_cli | 0 | TRUE | TRUE | 1 | optimize | 128.1862 | 19.14 | 4.8638 | 120.5017 | 511.15 | 845.2233 | 37.3 | FullServiceRestaurant |  |  | 0 | FullServiceRestaurant | 1 |  | 1 | NECB2017 | 0.35452 | 2384.1067 | 246.5203 | 11.1219 | 64.9441 | 31.8231 | 819.3973 | 464.9879 | MONTREAL | QUEBEC | 0.26576 | 0 | 0 | 0.26576 | 16.9258 | 0 | 0 | 16.9258 | 0 | 0.043118 | 0 | 0 | 0.68387 | 0.21999 | 0.014966 | 0.01751 | 0.067182 | 0.16792 | 0 | 0 | 0.68387 | 0.15318 | 159.0068 | 0 | 37.3 | 0.757 | [5 empty] | 0.162 | 0.183 | 1.6 |  | 0 | Montreal-Trudeau Intl AP | CAN | 323 | 4090 | 45.471 | -73.741 | 6 | 4400 | QC | CAN_QC_Montreal-Trudeau.Intl.AP.716270_CWEC2016.epw | 0.68387 | 19.14 | 128.1862 | 7.5507 | 18.099 | FALSE | FALSE | TRUE | FALSE | 12.385 | 16.2697 | 0 | 0.21423 | 0.0048524 | 78.3 | 0 | 44.149 | 1.0279 | 0.023283 | 375.71 | 0 | 0.68387 | 34.5 | 21.5 | 0 | 0 |  | file:///C:\Users\plopez\PycharmProjects\btap_batch\examples\idp\idp_example_opt\032a3b1b-5a87-4d55-9cb2-4fbb90ffb270\output\6c8589bc-629a-417b-bb21-0f7ca31d744b | 1.0.002 |  | docker run --rm -v C:\Users\plopez\PycharmProjects\btap_batch\examples\idp\idp_example_opt\032a3b1b-5a87-4d55-9cb2-4fbb90ffb270\output:/btap_costing/utilities/btap_cli/output -v C:\Users\plopez\PycharmProjects\btap_batch\examples\idp\idp_example_opt\032a3b1b-5a87-4d55-9cb2-4fbb90ffb270\input\6c8589bc-629a-417b-bb21-0f7ca31d744b:/btap_costing/utilities/btap_cli/input btap_private_cli bundle exec ruby btap_cli.rb | -19.2 | -19.2 | 1 | 56.6 | 53.1 | tier_3 | 53.1
73 | 2 |  | TRUE | 57 | 2 | 0 | 123.8403 | nrcan_prod | nrcan_prod | 3.0.1 | 0.1 | 2021-09-24 19:53:02 +0000 | 438c2ebff | 0.2.14 | :adv_dx_units: Carrier WeatherExpert :airloop_economizer_type: NECB_Default :algorithm: :eta: 3.0 :minimize_objectives: - heating_peak_w_per_m_sq - cost_utility_ghg_total_kg_per_m_sq - energy_eui_total_gj_per_m_sq :n_generations: 2 :population: 30 :prob: 0.85 :type: nsga2 :algorithm_type: nsga2 :analysis_id: 032a3b1b-5a87-4d55-9cb2-4fbb90ffb270 :analysis_name: idp_example_opt :boiler_eff: NECB_Default :btap_batch_version: 1.0.002 :btap_costing_branch: nrcan_prod :building_type: FullServiceRestaurant :chiller_type: NECB_Default :compute_environment: local :datapoint_id: cdb8c9b4-ba6d-4867-a455-d6ea5abc23a7 :daylighting_type: add_daylighting_controls :dcv_type: No_DCV :door_construction_cond: '2.4' :ecm_system_name: NECB_Default :electrical_loads_scale: NECB_Default :enable_costing: true :epw_file: CAN_QC_Montreal-Trudeau.Intl.AP.716270_CWEC2016.epw :erv_package: Rotary-All :ext_floor_cond: '0.227' :ext_roof_cond: NECB_Default :ext_wall_cond: '0.183' :fdwr_set: NECB_Default :fixed_wind_solar_trans: '0.2' :fixed_window_cond: NECB_Default :furnace_eff: NECB_Default :glass_door_cond: '2.2' :glass_door_solar_trans: NECB_Default :ground_floor_cond: '0.379' :ground_roof_cond: NECB_Default :ground_wall_cond: '0.284' :image_name: btap_private_cli :infiltration_scale: NECB_Default :kill_database: true :lights_scale: NECB_Default :lights_type: NECB_Default :no_of_threads: null :nocache: false :nv_delta_temp_in_out: NECB_Default :nv_opening_fraction: NECB_Default :nv_temp_out_min: NECB_Default :nv_type: NECB_Default :oa_scale: NECB_Default :occupancy_loads_scale: NECB_Default :os_standards_branch: nrcan_prod :os_version: 3.0.1 :output_meters: [] :output_variables: [] :overhead_door_cond: '2.4' :primary_heating_fuel: Electricity :pv_ground_azimuth_angle: NECB_Default :pv_ground_module_description: NECB_Default :pv_ground_tilt_angle: NECB_Default :pv_ground_total_area_pv_panels_m2: NECB_Default :pv_ground_type: NECB_Default :rotation_degrees: '90.0' :run_annual_simulation: true :s3_bucket: '834599497928' :scale_x: '1.0' :scale_y: '1.0' :scale_z: '1.0' :scenario: optimize :shw_eff: NECB_Default :skylight_cond: NECB_Default :skylight_solar_trans: NECB_Default :srr_set: '0.0' :template: NECB2017 docker_command: docker run --rm -v C:\Users\plopez\PycharmProjects\btap_batch\examples\idp\idp_example_opt\032a3b1b-5a87-4d55-9cb2-4fbb90ffb270\output:/btap_costing/utilities/btap_cli/output -v C:\Users\plopez\PycharmProjects\btap_batch\examples\idp\idp_example_opt\032a3b1b-5a87-4d55-9cb2-4fbb90ffb270\input\cdb8c9b4-ba6d-4867-a455-d6ea5abc23a7:/btap_costing/utilities/btap_cli/input btap_private_cli bundle exec ruby btap_cli.rb | idp_example_opt | 032a3b1b-5a87-4d55-9cb2-4fbb90ffb270 | cdb8c9b4-ba6d-4867-a455-d6ea5abc23a7 | NECB2017 | FullServiceRestaurant | Electricity | Electricity | CAN_QC_Montreal-Trudeau.Intl.AP.716270_CWEC2016.epw | nsga2 |  | No_DCV | NECB_Default | NECB_Default | Rotary-All | 0.183 | 0.227 | NECB_Default | NECB_Default | NECB_Default | add_daylighting_controls | NECB_Default | NECB_Default | NECB_Default | 0.284 | 0.379 | NECB_Default | 2.4 | 2.2 | 2.4 | NECB_Default | NECB_Default | 0.2 | NECB_Default | NECB_Default | 0 | 90 | 1 | 1 | 1 | NECB_Default | NECB_Default | NECB_Default | NECB_Default | NECB_Default | Carrier WeatherExpert | NECB_Default | NECB_Default | NECB_Default | NECB_Default | NECB_Default | NECB_Default | NECB_Default | NECB_Default | NECB_Default | NECB_Default | local | 834599497928 | btap_private_cli | 0 | TRUE | TRUE | 1 | optimize | 341.6025 | 16.9613 | 51.1374 | 156.9881 | 511.15 | 845.2233 | 37.3 | FullServiceRestaurant |  |  | 0 | FullServiceRestaurant | 1 |  | 1 | NECB2017 | 0.35452 | 2384.1067 | 245.251 | 11.7183 | 64.9441 | 31.8231 | 769.9571 | 416.2206 | MONTREAL | QUEBEC | 0.34288 | 0 | 0 | 0.34288 | 21.8375 | 0 | 0 | 21.8375 | 0 | 0.029463 | 0 | 0 | 0.88232 | 0.19842 | 0.08207 | 0.18409 | 0.067182 | 0.16792 | 0 | 0 | 0.88232 | 0.15318 | 372.0067 | 0 | 37.3 | 0.379 | [5 empty] | 0.156 | 0.183 | 1.9 |  | 0 | Montreal-Trudeau Intl AP | CAN | 323 | 4090 | 45.471 | -73.741 | 6 | 4400 | QC | CAN_QC_Montreal-Trudeau.Intl.AP.716270_CWEC2016.epw | 0.88232 | 16.9613 | 341.6025 | 7.5507 | 18.099 | FALSE | FALSE | FALSE | FALSE | 12.385 | 16.2697 | 0 | 0.21423 | 0.0048524 | 78.3 | 0 | 44.149 | 1.0279 | 0.023283 | 375.71 | 0 | 0.88232 | 19.83 | 10.17 | 0 | 0 |  | file:///C:\Users\plopez\PycharmProjects\btap_batch\examples\idp\idp_example_opt\032a3b1b-5a87-4d55-9cb2-4fbb90ffb270\output\cdb8c9b4-ba6d-4867-a455-d6ea5abc23a7 | 1.0.002 |  | docker run --rm -v C:\Users\plopez\PycharmProjects\btap_batch\examples\idp\idp_example_opt\032a3b1b-5a87-4d55-9cb2-4fbb90ffb270\output:/btap_costing/utilities/btap_cli/output -v C:\Users\plopez\PycharmProjects\btap_batch\examples\idp\idp_example_opt\032a3b1b-5a87-4d55-9cb2-4fbb90ffb270\input\cdb8c9b4-ba6d-4867-a455-d6ea5abc23a7:/btap_costing/utilities/btap_cli/input btap_private_cli bundle exec ruby btap_cli.rb | -14.3 | -14.3 | 1 | -1.6 | 39.5 | tier_2 | 39.5
74 | 3 |  | TRUE | 56 | 0 | 0 | 125.939 | nrcan_prod | nrcan_prod | 3.0.1 | 0.1 | 2021-09-24 19:53:03 +0000 | 438c2ebff | 0.2.14 | :adv_dx_units: Carrier WeatherExpert :airloop_economizer_type: NECB_Default :algorithm: :eta: 3.0 :minimize_objectives: - heating_peak_w_per_m_sq - cost_utility_ghg_total_kg_per_m_sq - energy_eui_total_gj_per_m_sq :n_generations: 2 :population: 30 :prob: 0.85 :type: nsga2 :algorithm_type: nsga2 :analysis_id: 032a3b1b-5a87-4d55-9cb2-4fbb90ffb270 :analysis_name: idp_example_opt :boiler_eff: NECB_Default :btap_batch_version: 1.0.002 :btap_costing_branch: nrcan_prod :building_type: FullServiceRestaurant :chiller_type: NECB_Default :compute_environment: local :datapoint_id: 4f0b49fd-f0e6-4908-b8e7-cdb31ca890ef :daylighting_type: NECB_Default :dcv_type: No_DCV :door_construction_cond: NECB_Default :ecm_system_name: NECB_Default :electrical_loads_scale: NECB_Default :enable_costing: true :epw_file: CAN_QC_Montreal-Trudeau.Intl.AP.716270_CWEC2016.epw :erv_package: NECB_Default :ext_floor_cond: '0.142' :ext_roof_cond: '0.121' :ext_wall_cond: '0.210' :fdwr_set: NECB_Default :fixed_wind_solar_trans: '0.5' :fixed_window_cond: '2.4' :furnace_eff: NECB_Default :glass_door_cond: '2.2' :glass_door_solar_trans: NECB_Default :ground_floor_cond: NECB_Default :ground_roof_cond: '0.568' :ground_wall_cond: '0.284' :image_name: btap_private_cli :infiltration_scale: NECB_Default :kill_database: true :lights_scale: NECB_Default :lights_type: NECB_Default :no_of_threads: null :nocache: false :nv_delta_temp_in_out: NECB_Default :nv_opening_fraction: NECB_Default :nv_temp_out_min: NECB_Default :nv_type: NECB_Default :oa_scale: NECB_Default :occupancy_loads_scale: NECB_Default :os_standards_branch: nrcan_prod :os_version: 3.0.1 :output_meters: [] :output_variables: [] :overhead_door_cond: '2.4' :primary_heating_fuel: Electricity :pv_ground_azimuth_angle: NECB_Default :pv_ground_module_description: NECB_Default :pv_ground_tilt_angle: NECB_Default :pv_ground_total_area_pv_panels_m2: NECB_Default :pv_ground_type: NECB_Default :rotation_degrees: '90.0' :run_annual_simulation: true :s3_bucket: '834599497928' :scale_x: '1.0' :scale_y: '1.0' :scale_z: '1.0' :scenario: optimize :shw_eff: NECB_Default :skylight_cond: NECB_Default :skylight_solar_trans: NECB_Default :srr_set: '0.0' :template: NECB2017 docker_command: docker run --rm -v C:\Users\plopez\PycharmProjects\btap_batch\examples\idp\idp_example_opt\032a3b1b-5a87-4d55-9cb2-4fbb90ffb270\output:/btap_costing/utilities/btap_cli/output -v C:\Users\plopez\PycharmProjects\btap_batch\examples\idp\idp_example_opt\032a3b1b-5a87-4d55-9cb2-4fbb90ffb270\input\4f0b49fd-f0e6-4908-b8e7-cdb31ca890ef:/btap_costing/utilities/btap_cli/input btap_private_cli bundle exec ruby btap_cli.rb | idp_example_opt | 032a3b1b-5a87-4d55-9cb2-4fbb90ffb270 | 4f0b49fd-f0e6-4908-b8e7-cdb31ca890ef | NECB2017 | FullServiceRestaurant | Electricity | Electricity | CAN_QC_Montreal-Trudeau.Intl.AP.716270_CWEC2016.epw | nsga2 |  | No_DCV | NECB_Default | NECB_Default | NECB_Default | 0.210 | 0.142 | 0.121 | 2.4 | NECB_Default | NECB_Default | NECB_Default | NECB_Default | NECB_Default | 0.284 | NECB_Default | 0.568 | NECB_Default | 2.2 | 2.4 | NECB_Default | NECB_Default | 0.5 | NECB_Default | NECB_Default | 0 | 90 | 1 | 1 | 1 | NECB_Default | NECB_Default | NECB_Default | NECB_Default | NECB_Default | Carrier WeatherExpert | NECB_Default | NECB_Default | NECB_Default | NECB_Default | NECB_Default | NECB_Default | NECB_Default | NECB_Default | NECB_Default | NECB_Default | local | 834599497928 | btap_private_cli | 0 | TRUE | TRUE | 1 | optimize | 338.6411 | 28.601 | 206.8864 | 321.8994 | 511.15 | 845.2233 | 37.3 | FullServiceRestaurant |  |  | 0 | FullServiceRestaurant | 1 |  | 1 | NECB2017 | 0.35452 | 2384.1067 | 245.0208 | 11.7183 | 64.9441 | 31.8231 | 810.3922 | 456.8859 | MONTREAL | QUEBEC | 0.57358 | 0 | 0 | 0.57358 | 36.5311 | 0 | 0 | 36.5311 | 0 | 0.04171 | 0 | 0 | 1.476 | 0.21915 | 0.08207 | 0.74479 | 0.067182 | 0.16792 | 0 | 0 | 1.476 | 0.15318 | 368.5202 | 0 | 37.3 | 0.757 | [5 empty] | 0.121 | 0.21 | 2.4 |  | 0 | Montreal-Trudeau Intl AP | CAN | 323 | 4090 | 45.471 | -73.741 | 6 | 4400 | QC | CAN_QC_Montreal-Trudeau.Intl.AP.716270_CWEC2016.epw | 1.476 | 28.601 | 338.6411 | 7.5507 | 18.099 | FALSE | FALSE | FALSE | FALSE | 12.385 | 16.2697 | 0 | 0.21423 | 0.0048524 | 78.3 | 0 | 44.149 | 1.0279 | 0.023283 | 375.71 | 0 | 1.476 | 32 | 19 | 0 | 0 |  | file:///C:\Users\plopez\PycharmProjects\btap_batch\examples\idp\idp_example_opt\032a3b1b-5a87-4d55-9cb2-4fbb90ffb270\output\4f0b49fd-f0e6-4908-b8e7-cdb31ca890ef | 1.0.002 |  | docker run --rm -v C:\Users\plopez\PycharmProjects\btap_batch\examples\idp\idp_example_opt\032a3b1b-5a87-4d55-9cb2-4fbb90ffb270\output:/btap_costing/utilities/btap_cli/output -v C:\Users\plopez\PycharmProjects\btap_batch\examples\idp\idp_example_opt\032a3b1b-5a87-4d55-9cb2-4fbb90ffb270\input\4f0b49fd-f0e6-4908-b8e7-cdb31ca890ef:/btap_costing/utilities/btap_cli/input btap_private_cli bundle exec ruby btap_cli.rb | 0.4 | 0.4 | 1 | -0.6 | -1.2 | non_compliant | -1.2
75 | 4 |  | TRUE | 57 | 2 | 0 | 126.1524 | nrcan_prod | nrcan_prod | 3.0.1 | 0.1 | 2021-09-24 19:53:03 +0000 | 438c2ebff | 0.2.14 | :adv_dx_units: NECB_Default :airloop_economizer_type: NECB_Default :algorithm: :eta: 3.0 :minimize_objectives: - heating_peak_w_per_m_sq - cost_utility_ghg_total_kg_per_m_sq - energy_eui_total_gj_per_m_sq :n_generations: 2 :population: 30 :prob: 0.85 :type: nsga2 :algorithm_type: nsga2 :analysis_id: 032a3b1b-5a87-4d55-9cb2-4fbb90ffb270 :analysis_name: idp_example_opt :boiler_eff: NECB_Default :btap_batch_version: 1.0.002 :btap_costing_branch: nrcan_prod :building_type: FullServiceRestaurant :chiller_type: NECB_Default :compute_environment: local :datapoint_id: e4f2d06b-a1b5-4f8e-ae5e-d1df6dccdf81 :daylighting_type: add_daylighting_controls :dcv_type: No_DCV :door_construction_cond: '2.2' :ecm_system_name: NECB_Default :electrical_loads_scale: NECB_Default :enable_costing: true :epw_file: CAN_QC_Montreal-Trudeau.Intl.AP.716270_CWEC2016.epw :erv_package: Plate-All :ext_floor_cond: NECB_Default :ext_roof_cond: '0.121' :ext_wall_cond: NECB_Default :fdwr_set: NECB_Default :fixed_wind_solar_trans: NECB_Default :fixed_window_cond: '2.4' :furnace_eff: NECB_Default :glass_door_cond: '2.2' :glass_door_solar_trans: NECB_Default :ground_floor_cond: NECB_Default :ground_roof_cond: '0.210' :ground_wall_cond: '0.284' :image_name: btap_private_cli :infiltration_scale: NECB_Default :kill_database: true :lights_scale: NECB_Default :lights_type: NECB_Default :no_of_threads: null :nocache: false :nv_delta_temp_in_out: NECB_Default :nv_opening_fraction: NECB_Default :nv_temp_out_min: NECB_Default :nv_type: NECB_Default :oa_scale: NECB_Default :occupancy_loads_scale: NECB_Default :os_standards_branch: nrcan_prod :os_version: 3.0.1 :output_meters: [] :output_variables: [] :overhead_door_cond: '2.2' :primary_heating_fuel: Electricity :pv_ground_azimuth_angle: NECB_Default :pv_ground_module_description: NECB_Default :pv_ground_tilt_angle: NECB_Default :pv_ground_total_area_pv_panels_m2: NECB_Default :pv_ground_type: NECB_Default :rotation_degrees: '90.0' :run_annual_simulation: true :s3_bucket: '834599497928' :scale_x: '1.0' :scale_y: '1.0' :scale_z: '1.0' :scenario: optimize :shw_eff: NECB_Default :skylight_cond: NECB_Default :skylight_solar_trans: NECB_Default :srr_set: '0.0' :template: NECB2017 docker_command: docker run --rm -v C:\Users\plopez\PycharmProjects\btap_batch\examples\idp\idp_example_opt\032a3b1b-5a87-4d55-9cb2-4fbb90ffb270\output:/btap_costing/utilities/btap_cli/output -v C:\Users\plopez\PycharmProjects\btap_batch\examples\idp\idp_example_opt\032a3b1b-5a87-4d55-9cb2-4fbb90ffb270\input\e4f2d06b-a1b5-4f8e-ae5e-d1df6dccdf81:/btap_costing/utilities/btap_cli/input btap_private_cli bundle exec ruby btap_cli.rb | idp_example_opt | 032a3b1b-5a87-4d55-9cb2-4fbb90ffb270 | e4f2d06b-a1b5-4f8e-ae5e-d1df6dccdf81 | NECB2017 | FullServiceRestaurant | Electricity | Electricity | CAN_QC_Montreal-Trudeau.Intl.AP.716270_CWEC2016.epw | nsga2 |  | No_DCV | NECB_Default | NECB_Default | Plate-All | NECB_Default | NECB_Default | 0.121 | 2.4 | NECB_Default | add_daylighting_controls | NECB_Default | NECB_Default | NECB_Default | 0.284 | NECB_Default | 0.210 | 2.2 | 2.2 | 2.2 | NECB_Default | NECB_Default | NECB_Default | NECB_Default | NECB_Default | 0 | 90 | 1 | 1 | 1 | NECB_Default | NECB_Default | NECB_Default | NECB_Default | NECB_Default | NECB_Default | NECB_Default | NECB_Default | NECB_Default | NECB_Default | NECB_Default | NECB_Default | NECB_Default | NECB_Default | NECB_Default | NECB_Default | local | 834599497928 | btap_private_cli | 0 | TRUE | TRUE | 1 | optimize | 337.9895 | 28.9499 | 42.062 | 162.9659 | 511.15 | 845.2233 | 37.3 | FullServiceRestaurant |  |  | 0 | FullServiceRestaurant | 1 |  | 1 | NECB2017 | 0.35452 | 2384.1067 | 244.6985 | 12.0165 | 64.9441 | 31.8231 | 823.6429 | 470.1607 | MONTREAL | QUEBEC | 0.35125 | 0 | 0 | 0.35125 | 22.3706 | 0 | 0 | 22.3706 | 0 | 0.054152 | 0 | 0 | 0.90384 | 0.22792 | 0.08207 | 0.15142 | 0.067182 | 0.16792 | 0 | 0 | 0.90384 | 0.15318 | 367.571 | 0 | 37.3 | 0.757 | [5 empty] | 0.121 | 0.247 | 2.4 |  | 0 | Montreal-Trudeau Intl AP | CAN | 323 | 4090 | 45.471 | -73.741 | 6 | 4400 | QC | CAN_QC_Montreal-Trudeau.Intl.AP.716270_CWEC2016.epw | 0.90385 | 28.9499 | 337.9895 | 7.5507 | 18.099 | FALSE | FALSE | FALSE | FALSE | 12.385 | 16.2697 | 0 | 0.21423 | 0.0048524 | 78.3 | 0 | 44.149 | 1.0279 | 0.023283 | 375.71 | 0 | 0.90384 | 38 | 24.17 | 0 | 0 |  | file:///C:\Users\plopez\PycharmProjects\btap_batch\examples\idp\idp_example_opt\032a3b1b-5a87-4d55-9cb2-4fbb90ffb270\output\e4f2d06b-a1b5-4f8e-ae5e-d1df6dccdf81 | 1.0.002 |  | docker run --rm -v C:\Users\plopez\PycharmProjects\btap_batch\examples\idp\idp_example_opt\032a3b1b-5a87-4d55-9cb2-4fbb90ffb270\output:/btap_costing/utilities/btap_cli/output -v C:\Users\plopez\PycharmProjects\btap_batch\examples\idp\idp_example_opt\032a3b1b-5a87-4d55-9cb2-4fbb90ffb270\input\e4f2d06b-a1b5-4f8e-ae5e-d1df6dccdf81:/btap_costing/utilities/btap_cli/input btap_private_cli bundle exec ruby btap_cli.rb | -13.7 | -13.7 | 1 | -0.4 | 38 | tier_2 | 38
76 | 5 |  | TRUE | 60 | 0 | 0 | 133.0555 | nrcan_prod | nrcan_prod | 3.0.1 | 0.1 | 2021-09-24 19:53:08 +0000 | 438c2ebff | 0.2.14 | :adv_dx_units: NECB_Default :airloop_economizer_type: NECB_Default :algorithm: :eta: 3.0 :minimize_objectives: - heating_peak_w_per_m_sq - cost_utility_ghg_total_kg_per_m_sq - energy_eui_total_gj_per_m_sq :n_generations: 2 :population: 30 :prob: 0.85 :type: nsga2 :algorithm_type: nsga2 :analysis_id: 032a3b1b-5a87-4d55-9cb2-4fbb90ffb270 :analysis_name: idp_example_opt :boiler_eff: NECB_Default :btap_batch_version: 1.0.002 :btap_costing_branch: nrcan_prod :building_type: FullServiceRestaurant :chiller_type: NECB_Default :compute_environment: local :datapoint_id: 6b1f31a6-28eb-43af-8873-6b1207947dd1 :daylighting_type: NECB_Default :dcv_type: Occupancy_based_DCV :door_construction_cond: '2.4' :ecm_system_name: NECB_Default :electrical_loads_scale: NECB_Default :enable_costing: true :epw_file: CAN_QC_Montreal-Trudeau.Intl.AP.716270_CWEC2016.epw :erv_package: NECB_Default :ext_floor_cond: '0.142' :ext_roof_cond: '0.121' :ext_wall_cond: '0.183' :fdwr_set: NECB_Default :fixed_wind_solar_trans: '0.4' :fixed_window_cond: '1.6' :furnace_eff: NECB_Default :glass_door_cond: '1.6' :glass_door_solar_trans: NECB_Default :ground_floor_cond: NECB_Default :ground_roof_cond: '0.284' :ground_wall_cond: '0.568' :image_name: btap_private_cli :infiltration_scale: NECB_Default :kill_database: true :lights_scale: NECB_Default :lights_type: LED :no_of_threads: null :nocache: false :nv_delta_temp_in_out: NECB_Default :nv_opening_fraction: NECB_Default :nv_temp_out_min: NECB_Default :nv_type: NECB_Default :oa_scale: NECB_Default :occupancy_loads_scale: NECB_Default :os_standards_branch: nrcan_prod :os_version: 3.0.1 :output_meters: [] :output_variables: [] :overhead_door_cond: '2.2' :primary_heating_fuel: Electricity :pv_ground_azimuth_angle: NECB_Default :pv_ground_module_description: NECB_Default :pv_ground_tilt_angle: NECB_Default :pv_ground_total_area_pv_panels_m2: NECB_Default :pv_ground_type: NECB_Default :rotation_degrees: '90.0' :run_annual_simulation: true :s3_bucket: '834599497928' :scale_x: '1.0' :scale_y: '1.0' :scale_z: '1.0' :scenario: optimize :shw_eff: NECB_Default :skylight_cond: NECB_Default :skylight_solar_trans: NECB_Default :srr_set: '0.0' :template: NECB2017 docker_command: docker run --rm -v C:\Users\plopez\PycharmProjects\btap_batch\examples\idp\idp_example_opt\032a3b1b-5a87-4d55-9cb2-4fbb90ffb270\output:/btap_costing/utilities/btap_cli/output -v C:\Users\plopez\PycharmProjects\btap_batch\examples\idp\idp_example_opt\032a3b1b-5a87-4d55-9cb2-4fbb90ffb270\input\6b1f31a6-28eb-43af-8873-6b1207947dd1:/btap_costing/utilities/btap_cli/input btap_private_cli bundle exec ruby btap_cli.rb | idp_example_opt | 032a3b1b-5a87-4d55-9cb2-4fbb90ffb270 | 6b1f31a6-28eb-43af-8873-6b1207947dd1 | NECB2017 | FullServiceRestaurant | Electricity | Electricity | CAN_QC_Montreal-Trudeau.Intl.AP.716270_CWEC2016.epw | nsga2 |  | Occupancy_based_DCV | LED | NECB_Default | NECB_Default | 0.183 | 0.142 | 0.121 | 1.6 | NECB_Default | NECB_Default | NECB_Default | NECB_Default | NECB_Default | 0.568 | NECB_Default | 0.284 | 2.4 | 1.6 | 2.2 | NECB_Default | NECB_Default | 0.4 | NECB_Default | NECB_Default | 0 | 90 | 1 | 1 | 1 | NECB_Default | NECB_Default | NECB_Default | NECB_Default | NECB_Default | NECB_Default | NECB_Default | NECB_Default | NECB_Default | NECB_Default | NECB_Default | NECB_Default | NECB_Default | NECB_Default | NECB_Default | NECB_Default | local | 834599497928 | btap_private_cli | 0 | TRUE | TRUE | 1 | optimize | 284.064 | 32.5671 | 97.9491 | 212.1143 | 511.15 | 845.2233 | 37.3 | FullServiceRestaurant |  |  | 0 | FullServiceRestaurant | 1 |  | 1 | NECB2017 | 0.35452 | 2384.1067 | 249.7737 | 10.8238 | 141.9767 | 31.8231 | 870.3627 | 435.9654 | MONTREAL | QUEBEC | 0.4122 | 0 | 0 | 0.4122 | 26.253 | 0 | 0 | 26.253 | 0 | 0.046816 | 0 | 0 | 1.0607 | 0.21099 | 0.061978 | 0.35262 | 0.067182 | 0.16792 | 0 | 0 | 1.0607 | 0.15318 | 319.8511 | 0 | 37.3 | 0.757 | [5 empty] | 0.121 | 0.183 | 1.6 |  | 0 | Montreal-Trudeau Intl AP | CAN | 323 | 4090 | 45.471 | -73.741 | 6 | 4400 | QC | CAN_QC_Montreal-Trudeau.Intl.AP.716270_CWEC2016.epw | 1.0607 | 32.5671 | 284.064 | 7.5507 | 18.0989 | FALSE | FALSE | FALSE | FALSE | 12.385 | 16.2696 | 0 | 0.21423 | 0.0048524 | 78.3 | 0 | 44.149 | 1.0279 | 0.023283 | 375.71 | 0 | 1.0607 | 28.5 | 17 | 0 | 0 |  | file:///C:\Users\plopez\PycharmProjects\btap_batch\examples\idp\idp_example_opt\032a3b1b-5a87-4d55-9cb2-4fbb90ffb270\output\6b1f31a6-28eb-43af-8873-6b1207947dd1 | 1.0.002 |  | docker run --rm -v C:\Users\plopez\PycharmProjects\btap_batch\examples\idp\idp_example_opt\032a3b1b-5a87-4d55-9cb2-4fbb90ffb270\output:/btap_costing/utilities/btap_cli/output -v C:\Users\plopez\PycharmProjects\btap_batch\examples\idp\idp_example_opt\032a3b1b-5a87-4d55-9cb2-4fbb90ffb270\input\6b1f31a6-28eb-43af-8873-6b1207947dd1:/btap_costing/utilities/btap_cli/input btap_private_cli bundle exec ruby btap_cli.rb | -9.8 | -9.8 | 1 | 12.6 | 27.3 | tier_2 | 27.3
77 | 6 |  | TRUE | 57 | 2 | 0 | 133.7119 | nrcan_prod | nrcan_prod | 3.0.1 | 0.1 | 2021-09-24 19:53:09 +0000 | 438c2ebff | 0.2.14 | :adv_dx_units: NECB_Default :airloop_economizer_type: NECB_Default :algorithm: :eta: 3.0 :minimize_objectives: - heating_peak_w_per_m_sq - cost_utility_ghg_total_kg_per_m_sq - energy_eui_total_gj_per_m_sq :n_generations: 2 :population: 30 :prob: 0.85 :type: nsga2 :algorithm_type: nsga2 :analysis_id: 032a3b1b-5a87-4d55-9cb2-4fbb90ffb270 :analysis_name: idp_example_opt :boiler_eff: NECB_Default :btap_batch_version: 1.0.002 :btap_costing_branch: nrcan_prod :building_type: FullServiceRestaurant :chiller_type: NECB_Default :compute_environment: local :datapoint_id: e725227d-2b7c-4e35-8210-515cfec8c506 :daylighting_type: add_daylighting_controls :dcv_type: No_DCV :door_construction_cond: NECB_Default :ecm_system_name: NECB_Default :electrical_loads_scale: NECB_Default :enable_costing: true :epw_file: CAN_QC_Montreal-Trudeau.Intl.AP.716270_CWEC2016.epw :erv_package: Plate-All :ext_floor_cond: '0.183' :ext_roof_cond: '0.162' :ext_wall_cond: '0.183' :fdwr_set: NECB_Default :fixed_wind_solar_trans: '0.4' :fixed_window_cond: '1.6' :furnace_eff: NECB_Default :glass_door_cond: NECB_Default :glass_door_solar_trans: NECB_Default :ground_floor_cond: '0.379' :ground_roof_cond: NECB_Default :ground_wall_cond: NECB_Default :image_name: btap_private_cli :infiltration_scale: NECB_Default :kill_database: true :lights_scale: NECB_Default :lights_type: NECB_Default :no_of_threads: null :nocache: false :nv_delta_temp_in_out: NECB_Default :nv_opening_fraction: NECB_Default :nv_temp_out_min: NECB_Default :nv_type: NECB_Default :oa_scale: NECB_Default :occupancy_loads_scale: NECB_Default :os_standards_branch: nrcan_prod :os_version: 3.0.1 :output_meters: [] :output_variables: [] :overhead_door_cond: '2.4' :primary_heating_fuel: Electricity :pv_ground_azimuth_angle: NECB_Default :pv_ground_module_description: NECB_Default :pv_ground_tilt_angle: NECB_Default :pv_ground_total_area_pv_panels_m2: NECB_Default :pv_ground_type: NECB_Default :rotation_degrees: '90.0' :run_annual_simulation: true :s3_bucket: '834599497928' :scale_x: '1.0' :scale_y: '1.0' :scale_z: '1.0' :scenario: optimize :shw_eff: NECB_Default :skylight_cond: NECB_Default :skylight_solar_trans: NECB_Default :srr_set: '0.0' :template: NECB2017 docker_command: docker run --rm -v C:\Users\plopez\PycharmProjects\btap_batch\examples\idp\idp_example_opt\032a3b1b-5a87-4d55-9cb2-4fbb90ffb270\output:/btap_costing/utilities/btap_cli/output -v C:\Users\plopez\PycharmProjects\btap_batch\examples\idp\idp_example_opt\032a3b1b-5a87-4d55-9cb2-4fbb90ffb270\input\e725227d-2b7c-4e35-8210-515cfec8c506:/btap_costing/utilities/btap_cli/input btap_private_cli bundle exec ruby btap_cli.rb | idp_example_opt | 032a3b1b-5a87-4d55-9cb2-4fbb90ffb270 | e725227d-2b7c-4e35-8210-515cfec8c506 | NECB2017 | FullServiceRestaurant | Electricity | Electricity | CAN_QC_Montreal-Trudeau.Intl.AP.716270_CWEC2016.epw | nsga2 |  | No_DCV | NECB_Default | NECB_Default | Plate-All | 0.183 | 0.183 | 0.162 | 1.6 | NECB_Default | add_daylighting_controls | NECB_Default | NECB_Default | NECB_Default | NECB_Default | 0.379 | NECB_Default | NECB_Default | NECB_Default | 2.4 | NECB_Default | NECB_Default | 0.4 | NECB_Default | NECB_Default | 0 | 90 | 1 | 1 | 1 | NECB_Default | NECB_Default | NECB_Default | NECB_Default | NECB_Default | NECB_Default | NECB_Default | NECB_Default | NECB_Default | NECB_Default | NECB_Default | NECB_Default | NECB_Default | NECB_Default | NECB_Default | NECB_Default | local | 834599497928 | btap_private_cli | 0 | TRUE | TRUE | 1 | optimize | 335.9094 | 26.8531 | 40.2143 | 156.2109 | 511.15 | 845.2233 | 37.3 | FullServiceRestaurant |  |  | 0 | FullServiceRestaurant | 1 |  | 1 | NECB2017 | 0.35452 | 2384.1067 | 249.0655 | 11.1335 | 64.9441 | 31.8231 | 801.2395 | 444.2733 | MONTREAL | QUEBEC | 0.3418 | 0 | 0 | 0.3418 | 21.7688 | 0 | 0 | 21.7688 | 0 | 0.049007 | 0 | 0 | 0.87953 | 0.2154 | 0.08207 | 0.14477 | 0.067182 | 0.16792 | 0 | 0 | 0.87953 | 0.15318 | 367.0684 | 0 | 37.3 | 0.379 | [5 empty] | 0.162 | 0.183 | 1.6 |  | 0 | Montreal-Trudeau Intl AP | CAN | 323 | 4090 | 45.471 | -73.741 | 6 | 4400 | QC | CAN_QC_Montreal-Trudeau.Intl.AP.716270_CWEC2016.epw | 0.87954 | 26.8531 | 335.9094 | 7.5507 | 18.099 | FALSE | FALSE | FALSE | FALSE | 12.385 | 16.2697 | 0 | 0.21423 | 0.0048524 | 78.3 | 0 | 44.149 | 1.0279 | 0.023283 | 375.71 | 0 | 0.87953 | 32.5 | 18.83 | 0 | 0 |  | file:///C:\Users\plopez\PycharmProjects\btap_batch\examples\idp\idp_example_opt\032a3b1b-5a87-4d55-9cb2-4fbb90ffb270\output\e725227d-2b7c-4e35-8210-515cfec8c506 | 1.0.002 |  | docker run --rm -v C:\Users\plopez\PycharmProjects\btap_batch\examples\idp\idp_example_opt\032a3b1b-5a87-4d55-9cb2-4fbb90ffb270\output:/btap_costing/utilities/btap_cli/output -v C:\Users\plopez\PycharmProjects\btap_batch\examples\idp\idp_example_opt\032a3b1b-5a87-4d55-9cb2-4fbb90ffb270\input\e725227d-2b7c-4e35-8210-515cfec8c506:/btap_costing/utilities/btap_cli/input btap_private_cli bundle exec ruby btap_cli.rb | -14.3 | -14.3 | 1 | -0.2 | 39.7 | tier_2 | 39.7
78 | 7 |  | TRUE | 58 | 0 | 0 | 119.8146 | nrcan_prod | nrcan_prod | 3.0.1 | 0.1 | 2021-09-24 19:55:12 +0000 | 438c2ebff | 0.2.14 | :adv_dx_units: NECB_Default :airloop_economizer_type: NECB_Default :algorithm: :eta: 3.0 :minimize_objectives: - heating_peak_w_per_m_sq - cost_utility_ghg_total_kg_per_m_sq - energy_eui_total_gj_per_m_sq :n_generations: 2 :population: 30 :prob: 0.85 :type: nsga2 :algorithm_type: nsga2 :analysis_id: 032a3b1b-5a87-4d55-9cb2-4fbb90ffb270 :analysis_name: idp_example_opt :boiler_eff: NECB_Default :btap_batch_version: 1.0.002 :btap_costing_branch: nrcan_prod :building_type: FullServiceRestaurant :chiller_type: NECB_Default :compute_environment: local :datapoint_id: 1c8da61f-9927-47ea-b980-a011df4d89af :daylighting_type: add_daylighting_controls :dcv_type: Occupancy_based_DCV :door_construction_cond: NECB_Default :ecm_system_name: NECB_Default :electrical_loads_scale: NECB_Default :enable_costing: true :epw_file: CAN_QC_Montreal-Trudeau.Intl.AP.716270_CWEC2016.epw :erv_package: NECB_Default :ext_floor_cond: '0.227' :ext_roof_cond: '0.227' :ext_wall_cond: NECB_Default :fdwr_set: NECB_Default :fixed_wind_solar_trans: '0.6' :fixed_window_cond: '1.6' :furnace_eff: NECB_Default :glass_door_cond: NECB_Default :glass_door_solar_trans: NECB_Default :ground_floor_cond: '0.758' :ground_roof_cond: '0.284' :ground_wall_cond: '0.284' :image_name: btap_private_cli :infiltration_scale: NECB_Default :kill_database: true :lights_scale: NECB_Default :lights_type: NECB_Default :no_of_threads: null :nocache: false :nv_delta_temp_in_out: NECB_Default :nv_opening_fraction: NECB_Default :nv_temp_out_min: NECB_Default :nv_type: NECB_Default :oa_scale: NECB_Default :occupancy_loads_scale: NECB_Default :os_standards_branch: nrcan_prod :os_version: 3.0.1 :output_meters: [] :output_variables: [] :overhead_door_cond: '2.4' :primary_heating_fuel: Electricity :pv_ground_azimuth_angle: NECB_Default :pv_ground_module_description: NECB_Default :pv_ground_tilt_angle: NECB_Default :pv_ground_total_area_pv_panels_m2: NECB_Default :pv_ground_type: NECB_Default :rotation_degrees: '90.0' :run_annual_simulation: true :s3_bucket: '834599497928' :scale_x: '1.0' :scale_y: '1.0' :scale_z: '1.0' :scenario: optimize :shw_eff: NECB_Default :skylight_cond: NECB_Default :skylight_solar_trans: NECB_Default :srr_set: '0.0' :template: NECB2017 docker_command: docker run --rm -v C:\Users\plopez\PycharmProjects\btap_batch\examples\idp\idp_example_opt\032a3b1b-5a87-4d55-9cb2-4fbb90ffb270\output:/btap_costing/utilities/btap_cli/output -v C:\Users\plopez\PycharmProjects\btap_batch\examples\idp\idp_example_opt\032a3b1b-5a87-4d55-9cb2-4fbb90ffb270\input\1c8da61f-9927-47ea-b980-a011df4d89af:/btap_costing/utilities/btap_cli/input btap_private_cli bundle exec ruby btap_cli.rb | idp_example_opt | 032a3b1b-5a87-4d55-9cb2-4fbb90ffb270 | 1c8da61f-9927-47ea-b980-a011df4d89af | NECB2017 | FullServiceRestaurant | Electricity | Electricity | CAN_QC_Montreal-Trudeau.Intl.AP.716270_CWEC2016.epw | nsga2 |  | Occupancy_based_DCV | NECB_Default | NECB_Default | NECB_Default | NECB_Default | 0.227 | 0.227 | 1.6 | NECB_Default | add_daylighting_controls | NECB_Default | NECB_Default | NECB_Default | 0.284 | 0.758 | 0.284 | NECB_Default | NECB_Default | 2.4 | NECB_Default | NECB_Default | 0.6 | NECB_Default | NECB_Default | 0 | 90 | 1 | 1 | 1 | NECB_Default | NECB_Default | NECB_Default | NECB_Default | NECB_Default | NECB_Default | NECB_Default | NECB_Default | NECB_Default | NECB_Default | NECB_Default | NECB_Default | NECB_Default | NECB_Default | NECB_Default | NECB_Default | local | 834599497928 | btap_private_cli | 0 | TRUE | TRUE | 1 | optimize | 284.9188 | 36.4481 | 96.6013 | 219.1844 | 511.15 | 845.2233 | 37.3 | FullServiceRestaurant |  |  | 0 | FullServiceRestaurant | 1 |  | 1 | NECB2017 | 0.35452 | 2384.1067 | 242.4055 | 11.7183 | 64.9441 | 31.8231 | 827.4218 | 476.5308 | MONTREAL | QUEBEC | 0.42183 | 0 | 0 | 0.42183 | 26.866 | 0 | 0 | 26.866 | 0 | 0.059141 | 0 | 0 | 1.0855 | 0.22897 | 0.061313 | 0.34776 | 0.067182 | 0.16792 | 0 | 0 | 1.0855 | 0.15318 | 321.5116 | 0 | 37.3 | 0.758 | [5 empty] | 0.227 | 0.247 | 1.6 |  | 0 | Montreal-Trudeau Intl AP | CAN | 323 | 4090 | 45.471 | -73.741 | 6 | 4400 | QC | CAN_QC_Montreal-Trudeau.Intl.AP.716270_CWEC2016.epw | 1.0855 | 36.4481 | 284.9188 | 7.5507 | 18.099 | FALSE | FALSE | FALSE | FALSE | 12.385 | 16.2697 | 0 | 0.21423 | 0.0048524 | 78.3 | 0 | 44.149 | 1.0279 | 0.023283 | 375.71 | 0 | 1.0855 | 39.67 | 25.5 | 0 | 0 |  | file:///C:\Users\plopez\PycharmProjects\btap_batch\examples\idp\idp_example_opt\032a3b1b-5a87-4d55-9cb2-4fbb90ffb270\output\1c8da61f-9927-47ea-b980-a011df4d89af | 1.0.002 |  | docker run --rm -v C:\Users\plopez\PycharmProjects\btap_batch\examples\idp\idp_example_opt\032a3b1b-5a87-4d55-9cb2-4fbb90ffb270\output:/btap_costing/utilities/btap_cli/output -v C:\Users\plopez\PycharmProjects\btap_batch\examples\idp\idp_example_opt\032a3b1b-5a87-4d55-9cb2-4fbb90ffb270\input\1c8da61f-9927-47ea-b980-a011df4d89af:/btap_costing/utilities/btap_cli/input btap_private_cli bundle exec ruby btap_cli.rb | -9.2 | -9.2 | 1 | 12.2 | 25.6 | tier_2 | 25.6
79 | 8 |  | TRUE | 57 | 2 | 0 | 126.3839 | nrcan_prod | nrcan_prod | 3.0.1 | 0.1 | 2021-09-24 19:53:03 +0000 | 438c2ebff | 0.2.14 | :adv_dx_units: Carrier WeatherExpert :airloop_economizer_type: NECB_Default :algorithm: :eta: 3.0 :minimize_objectives: - heating_peak_w_per_m_sq - cost_utility_ghg_total_kg_per_m_sq - energy_eui_total_gj_per_m_sq :n_generations: 2 :population: 30 :prob: 0.85 :type: nsga2 :algorithm_type: nsga2 :analysis_id: 032a3b1b-5a87-4d55-9cb2-4fbb90ffb270 :analysis_name: idp_example_opt :boiler_eff: NECB_Default :btap_batch_version: 1.0.002 :btap_costing_branch: nrcan_prod :building_type: FullServiceRestaurant :chiller_type: NECB_Default :compute_environment: local :datapoint_id: c6f6c743-8377-4a56-b4ed-cbae48180fa0 :daylighting_type: add_daylighting_controls :dcv_type: No_DCV :door_construction_cond: '1.6' :ecm_system_name: NECB_Default :electrical_loads_scale: NECB_Default :enable_costing: true :epw_file: CAN_QC_Montreal-Trudeau.Intl.AP.716270_CWEC2016.epw :erv_package: Rotary-All :ext_floor_cond: '0.227' :ext_roof_cond: '0.121' :ext_wall_cond: '0.210' :fdwr_set: NECB_Default :fixed_wind_solar_trans: '0.6' :fixed_window_cond: NECB_Default :furnace_eff: NECB_Default :glass_door_cond: '1.6' :glass_door_solar_trans: NECB_Default :ground_floor_cond: NECB_Default :ground_roof_cond: '0.284' :ground_wall_cond: NECB_Default :image_name: btap_private_cli :infiltration_scale: NECB_Default :kill_database: true :lights_scale: NECB_Default :lights_type: NECB_Default :no_of_threads: null :nocache: false :nv_delta_temp_in_out: NECB_Default :nv_opening_fraction: NECB_Default :nv_temp_out_min: NECB_Default :nv_type: NECB_Default :oa_scale: NECB_Default :occupancy_loads_scale: NECB_Default :os_standards_branch: nrcan_prod :os_version: 3.0.1 :output_meters: [] :output_variables: [] :overhead_door_cond: NECB_Default :primary_heating_fuel: Electricity :pv_ground_azimuth_angle: NECB_Default :pv_ground_module_description: NECB_Default :pv_ground_tilt_angle: NECB_Default :pv_ground_total_area_pv_panels_m2: NECB_Default :pv_ground_type: NECB_Default :rotation_degrees: '90.0' :run_annual_simulation: true :s3_bucket: '834599497928' :scale_x: '1.0' :scale_y: '1.0' :scale_z: '1.0' :scenario: optimize :shw_eff: NECB_Default :skylight_cond: NECB_Default :skylight_solar_trans: NECB_Default :srr_set: '0.0' :template: NECB2017 docker_command: docker run --rm -v C:\Users\plopez\PycharmProjects\btap_batch\examples\idp\idp_example_opt\032a3b1b-5a87-4d55-9cb2-4fbb90ffb270\output:/btap_costing/utilities/btap_cli/output -v C:\Users\plopez\PycharmProjects\btap_batch\examples\idp\idp_example_opt\032a3b1b-5a87-4d55-9cb2-4fbb90ffb270\input\c6f6c743-8377-4a56-b4ed-cbae48180fa0:/btap_costing/utilities/btap_cli/input btap_private_cli bundle exec ruby btap_cli.rb | idp_example_opt | 032a3b1b-5a87-4d55-9cb2-4fbb90ffb270 | c6f6c743-8377-4a56-b4ed-cbae48180fa0 | NECB2017 | FullServiceRestaurant | Electricity | Electricity | CAN_QC_Montreal-Trudeau.Intl.AP.716270_CWEC2016.epw | nsga2 |  | No_DCV | NECB_Default | NECB_Default | Rotary-All | 0.210 | 0.227 | 0.121 | NECB_Default | NECB_Default | add_daylighting_controls | NECB_Default | NECB_Default | NECB_Default | NECB_Default | NECB_Default | 0.284 | 1.6 | 1.6 | NECB_Default | NECB_Default | NECB_Default | 0.6 | NECB_Default | NECB_Default | 0 | 90 | 1 | 1 | 1 | NECB_Default | NECB_Default | NECB_Default | NECB_Default | NECB_Default | Carrier WeatherExpert | NECB_Default | NECB_Default | NECB_Default | NECB_Default | NECB_Default | NECB_Default | NECB_Default | NECB_Default | NECB_Default | NECB_Default | local | 834599497928 | btap_private_cli | 0 | TRUE | TRUE | 1 | optimize | 334.4688 | 20.1244 | 38.1873 | 155.7164 | 511.15 | 845.2233 | 37.3 | FullServiceRestaurant |  |  | 0 | FullServiceRestaurant | 1 |  | 1 | NECB2017 | 0.35452 | 2384.1067 | 246.5806 | 11.4201 | 64.9441 | 31.8231 | 834.6444 | 479.8765 | MONTREAL | QUEBEC | 0.3411 | 0 | 0 | 0.3411 | 21.7242 | 0 | 0 | 21.7242 | 0 | 0.041201 | 0 | 0 | 0.87775 | 0.22872 | 0.08207 | 0.13747 | 0.067182 | 0.16792 | 0 | 0 | 0.87775 | 0.15318 | 364.0175 | 0 | 37.3 | 0.757 | [5 empty] | 0.121 | 0.21 | 1.9 |  | 0 | Montreal-Trudeau Intl AP | CAN | 323 | 4090 | 45.471 | -73.741 | 6 | 4400 | QC | CAN_QC_Montreal-Trudeau.Intl.AP.716270_CWEC2016.epw | 0.87774 | 20.1244 | 334.4688 | 7.5507 | 18.099 | FALSE | FALSE | FALSE | FALSE | 12.385 | 16.2697 | 0 | 0.21423 | 0.0048524 | 78.3 | 0 | 44.149 | 1.0279 | 0.023283 | 375.71 | 0 | 0.87775 | 41.33 | 26.17 | 0 | 0 |  | file:///C:\Users\plopez\PycharmProjects\btap_batch\examples\idp\idp_example_opt\032a3b1b-5a87-4d55-9cb2-4fbb90ffb270\output\c6f6c743-8377-4a56-b4ed-cbae48180fa0 | 1.0.002 |  | docker run --rm -v C:\Users\plopez\PycharmProjects\btap_batch\examples\idp\idp_example_opt\032a3b1b-5a87-4d55-9cb2-4fbb90ffb270\output:/btap_costing/utilities/btap_cli/output -v C:\Users\plopez\PycharmProjects\btap_batch\examples\idp\idp_example_opt\032a3b1b-5a87-4d55-9cb2-4fbb90ffb270\input\c6f6c743-8377-4a56-b4ed-cbae48180fa0:/btap_costing/utilities/btap_cli/input btap_private_cli bundle exec ruby btap_cli.rb | -14.4 | -14.4 | 1 | 0.6 | 39.8 | tier_2 | 39.8
80 | 9 |  | TRUE | 57 | 2 | 0 | 126.1782 | nrcan_prod | nrcan_prod | 3.0.1 | 0.1 | 2021-09-24 19:53:03 +0000 | 438c2ebff | 0.2.14 | :adv_dx_units: Carrier WeatherExpert :airloop_economizer_type: NECB_Default :algorithm: :eta: 3.0 :minimize_objectives: - heating_peak_w_per_m_sq - cost_utility_ghg_total_kg_per_m_sq - energy_eui_total_gj_per_m_sq :n_generations: 2 :population: 30 :prob: 0.85 :type: nsga2 :algorithm_type: nsga2 :analysis_id: 032a3b1b-5a87-4d55-9cb2-4fbb90ffb270 :analysis_name: idp_example_opt :boiler_eff: NECB_Default :btap_batch_version: 1.0.002 :btap_costing_branch: nrcan_prod :building_type: FullServiceRestaurant :chiller_type: NECB_Default :compute_environment: local :datapoint_id: a240b86c-2aa5-45b3-ad41-6a2a4d509f80 :daylighting_type: NECB_Default :dcv_type: No_DCV :door_construction_cond: '2.2' :ecm_system_name: NECB_Default :electrical_loads_scale: NECB_Default :enable_costing: true :epw_file: CAN_QC_Montreal-Trudeau.Intl.AP.716270_CWEC2016.epw :erv_package: Rotary-All :ext_floor_cond: '0.183' :ext_roof_cond: NECB_Default :ext_wall_cond: NECB_Default :fdwr_set: NECB_Default :fixed_wind_solar_trans: '0.3' :fixed_window_cond: '1.6' :furnace_eff: NECB_Default :glass_door_cond: NECB_Default :glass_door_solar_trans: NECB_Default :ground_floor_cond: '0.758' :ground_roof_cond: NECB_Default :ground_wall_cond: '0.568' :image_name: btap_private_cli :infiltration_scale: NECB_Default :kill_database: true :lights_scale: NECB_Default :lights_type: NECB_Default :no_of_threads: null :nocache: false :nv_delta_temp_in_out: NECB_Default :nv_opening_fraction: NECB_Default :nv_temp_out_min: NECB_Default :nv_type: NECB_Default :oa_scale: NECB_Default :occupancy_loads_scale: NECB_Default :os_standards_branch: nrcan_prod :os_version: 3.0.1 :output_meters: [] :output_variables: [] :overhead_door_cond: '2.4' :primary_heating_fuel: Electricity :pv_ground_azimuth_angle: NECB_Default :pv_ground_module_description: NECB_Default :pv_ground_tilt_angle: NECB_Default :pv_ground_total_area_pv_panels_m2: NECB_Default :pv_ground_type: NECB_Default :rotation_degrees: '90.0' :run_annual_simulation: true :s3_bucket: '834599497928' :scale_x: '1.0' :scale_y: '1.0' :scale_z: '1.0' :scenario: optimize :shw_eff: NECB_Default :skylight_cond: NECB_Default :skylight_solar_trans: NECB_Default :srr_set: '0.0' :template: NECB2017 docker_command: docker run --rm -v C:\Users\plopez\PycharmProjects\btap_batch\examples\idp\idp_example_opt\032a3b1b-5a87-4d55-9cb2-4fbb90ffb270\output:/btap_costing/utilities/btap_cli/output -v C:\Users\plopez\PycharmProjects\btap_batch\examples\idp\idp_example_opt\032a3b1b-5a87-4d55-9cb2-4fbb90ffb270\input\a240b86c-2aa5-45b3-ad41-6a2a4d509f80:/btap_costing/utilities/btap_cli/input btap_private_cli bundle exec ruby btap_cli.rb | idp_example_opt | 032a3b1b-5a87-4d55-9cb2-4fbb90ffb270 | a240b86c-2aa5-45b3-ad41-6a2a4d509f80 | NECB2017 | FullServiceRestaurant | Electricity | Electricity | CAN_QC_Montreal-Trudeau.Intl.AP.716270_CWEC2016.epw | nsga2 |  | No_DCV | NECB_Default | NECB_Default | Rotary-All | NECB_Default | 0.183 | NECB_Default | 1.6 | NECB_Default | NECB_Default | NECB_Default | NECB_Default | NECB_Default | 0.568 | 0.758 | NECB_Default | 2.2 | NECB_Default | 2.4 | NECB_Default | NECB_Default | 0.3 | NECB_Default | NECB_Default | 0 | 90 | 1 | 1 | 1 | NECB_Default | NECB_Default | NECB_Default | NECB_Default | NECB_Default | Carrier WeatherExpert | NECB_Default | NECB_Default | NECB_Default | NECB_Default | NECB_Default | NECB_Default | NECB_Default | NECB_Default | NECB_Default | NECB_Default | local | 834599497928 | btap_private_cli | 0 | TRUE | TRUE | 1 | optimize | 338.3938 | 16.8982 | 46.5671 | 153.8687 | 511.15 | 845.2233 | 37.3 | FullServiceRestaurant |  |  | 0 | FullServiceRestaurant | 1 |  | 1 | NECB2017 | 0.35452 | 2384.1067 | 245.0589 | 11.1466 | 64.9441 | 31.8231 | 774.1177 | 421.145 | MONTREAL | QUEBEC | 0.33852 | 0 | 0 | 0.33852 | 21.5601 | 0 | 0 | 21.5601 | 0 | 0.030128 | 0 | 0 | 0.87109 | 0.20297 | 0.08207 | 0.16764 | 0.067182 | 0.16792 | 0 | 0 | 0.87109 | 0.15318 | 369.0125 | 0 | 37.3 | 0.758 | [5 empty] | 0.156 | 0.247 | 1.6 |  | 0 | Montreal-Trudeau Intl AP | CAN | 323 | 4090 | 45.471 | -73.741 | 6 | 4400 | QC | CAN_QC_Montreal-Trudeau.Intl.AP.716270_CWEC2016.epw | 0.87111 | 16.8982 | 338.3938 | 7.5507 | 18.0989 | FALSE | FALSE | FALSE | FALSE | 12.385 | 16.2697 | 0 | 0.21423 | 0.0048524 | 78.3 | 0 | 44.149 | 1.0279 | 0.023283 | 375.71 | 0 | 0.87109 | 23.33 | 13.17 | 0 | 0 |  | file:///C:\Users\plopez\PycharmProjects\btap_batch\examples\idp\idp_example_opt\032a3b1b-5a87-4d55-9cb2-4fbb90ffb270\output\a240b86c-2aa5-45b3-ad41-6a2a4d509f80 | 1.0.002 |  | docker run --rm -v C:\Users\plopez\PycharmProjects\btap_batch\examples\idp\idp_example_opt\032a3b1b-5a87-4d55-9cb2-4fbb90ffb270\output:/btap_costing/utilities/btap_cli/output -v C:\Users\plopez\PycharmProjects\btap_batch\examples\idp\idp_example_opt\032a3b1b-5a87-4d55-9cb2-4fbb90ffb270\input\a240b86c-2aa5-45b3-ad41-6a2a4d509f80:/btap_costing/utilities/btap_cli/input btap_private_cli bundle exec ruby btap_cli.rb | -14.5 | -14.5 | 1 | -0.8 | 40.3 | tier_2 | 40.3
81 | 10 |  | TRUE | 63 | 2 | 0 | 126.6092 | nrcan_prod | nrcan_prod | 3.0.1 | 0.1 | 2021-09-24 19:53:03 +0000 | 438c2ebff | 0.2.14 | :adv_dx_units: NECB_Default :airloop_economizer_type: NECB_Default :algorithm: :eta: 3.0 :minimize_objectives: - heating_peak_w_per_m_sq - cost_utility_ghg_total_kg_per_m_sq - energy_eui_total_gj_per_m_sq :n_generations: 2 :population: 30 :prob: 0.85 :type: nsga2 :algorithm_type: nsga2 :analysis_id: 032a3b1b-5a87-4d55-9cb2-4fbb90ffb270 :analysis_name: idp_example_opt :boiler_eff: NECB_Default :btap_batch_version: 1.0.002 :btap_costing_branch: nrcan_prod :building_type: FullServiceRestaurant :chiller_type: NECB_Default :compute_environment: local :datapoint_id: a2fda6d3-bcbb-4900-9938-ed1bdfc3f472 :daylighting_type: NECB_Default :dcv_type: CO2_based_DCV :door_construction_cond: '2.2' :ecm_system_name: NECB_Default :electrical_loads_scale: NECB_Default :enable_costing: true :epw_file: CAN_QC_Montreal-Trudeau.Intl.AP.716270_CWEC2016.epw :erv_package: Plate-All :ext_floor_cond: '0.142' :ext_roof_cond: NECB_Default :ext_wall_cond: '0.183' :fdwr_set: NECB_Default :fixed_wind_solar_trans: '0.3' :fixed_window_cond: NECB_Default :furnace_eff: NECB_Default :glass_door_cond: '1.6' :glass_door_solar_trans: NECB_Default :ground_floor_cond: '0.758' :ground_roof_cond: '0.568' :ground_wall_cond: NECB_Default :image_name: btap_private_cli :infiltration_scale: NECB_Default :kill_database: true :lights_scale: NECB_Default :lights_type: LED :no_of_threads: null :nocache: false :nv_delta_temp_in_out: NECB_Default :nv_opening_fraction: NECB_Default :nv_temp_out_min: NECB_Default :nv_type: NECB_Default :oa_scale: NECB_Default :occupancy_loads_scale: NECB_Default :os_standards_branch: nrcan_prod :os_version: 3.0.1 :output_meters: [] :output_variables: [] :overhead_door_cond: '1.6' :primary_heating_fuel: Electricity :pv_ground_azimuth_angle: NECB_Default :pv_ground_module_description: NECB_Default :pv_ground_tilt_angle: NECB_Default :pv_ground_total_area_pv_panels_m2: NECB_Default :pv_ground_type: NECB_Default :rotation_degrees: '90.0' :run_annual_simulation: true :s3_bucket: '834599497928' :scale_x: '1.0' :scale_y: '1.0' :scale_z: '1.0' :scenario: optimize :shw_eff: NECB_Default :skylight_cond: NECB_Default :skylight_solar_trans: NECB_Default :srr_set: '0.0' :template: NECB2017 docker_command: docker run --rm -v C:\Users\plopez\PycharmProjects\btap_batch\examples\idp\idp_example_opt\032a3b1b-5a87-4d55-9cb2-4fbb90ffb270\output:/btap_costing/utilities/btap_cli/output -v C:\Users\plopez\PycharmProjects\btap_batch\examples\idp\idp_example_opt\032a3b1b-5a87-4d55-9cb2-4fbb90ffb270\input\a2fda6d3-bcbb-4900-9938-ed1bdfc3f472:/btap_costing/utilities/btap_cli/input btap_private_cli bundle exec ruby btap_cli.rb | idp_example_opt | 032a3b1b-5a87-4d55-9cb2-4fbb90ffb270 | a2fda6d3-bcbb-4900-9938-ed1bdfc3f472 | NECB2017 | FullServiceRestaurant | Electricity | Electricity | CAN_QC_Montreal-Trudeau.Intl.AP.716270_CWEC2016.epw | nsga2 |  | CO2_based_DCV | LED | NECB_Default | Plate-All | 0.183 | 0.142 | NECB_Default | NECB_Default | NECB_Default | NECB_Default | NECB_Default | NECB_Default | NECB_Default | NECB_Default | 0.758 | 0.568 | 2.2 | 1.6 | 1.6 | NECB_Default | NECB_Default | 0.3 | NECB_Default | NECB_Default | 0 | 90 | 1 | 1 | 1 | NECB_Default | NECB_Default | NECB_Default | NECB_Default | NECB_Default | NECB_Default | NECB_Default | NECB_Default | NECB_Default | NECB_Default | NECB_Default | NECB_Default | NECB_Default | NECB_Default | NECB_Default | NECB_Default | local | 834599497928 | btap_private_cli | 0 | TRUE | TRUE | 1 | optimize | 126.6101 | 20.9767 | 11.1079 | 121.1158 | 511.15 | 845.2233 | 37.3 | FullServiceRestaurant |  |  | 0 | FullServiceRestaurant | 1 |  | 1 | NECB2017 | 0.35452 | 2384.1067 | 242.982 | 11.4201 | 141.9767 | 31.8231 | 847.1613 | 418.9594 | MONTREAL | QUEBEC | 0.26628 | 0 | 0 | 0.26628 | 16.9592 | 0 | 0 | 16.9592 | 0 | 0.040693 | 0 | 0 | 0.68518 | 0.20215 | 0.014066 | 0.039988 | 0.067182 | 0.16792 | 0 | 0 | 0.68518 | 0.15318 | 156.801 | 0 | 37.3 | 0.758 | [5 empty] | 0.156 | 0.183 | 1.9 |  | 0 | Montreal-Trudeau Intl AP | CAN | 323 | 4090 | 45.471 | -73.741 | 6 | 4400 | QC | CAN_QC_Montreal-Trudeau.Intl.AP.716270_CWEC2016.epw | 0.68521 | 20.9767 | 126.6101 | 7.5507 | 18.0988 | FALSE | FALSE | TRUE | FALSE | 12.385 | 16.2696 | 0 | 0.21423 | 0.0048524 | 78.3 | 0 | 44.149 | 1.0279 | 0.023283 | 375.71 | 0 | 0.68518 | 20.17 | 10.5 | 0 | 0 |  | file:///C:\Users\plopez\PycharmProjects\btap_batch\examples\idp\idp_example_opt\032a3b1b-5a87-4d55-9cb2-4fbb90ffb270\output\a2fda6d3-bcbb-4900-9938-ed1bdfc3f472 | 1.0.002 |  | docker run --rm -v C:\Users\plopez\PycharmProjects\btap_batch\examples\idp\idp_example_opt\032a3b1b-5a87-4d55-9cb2-4fbb90ffb270\output:/btap_costing/utilities/btap_cli/output -v C:\Users\plopez\PycharmProjects\btap_batch\examples\idp\idp_example_opt\032a3b1b-5a87-4d55-9cb2-4fbb90ffb270\input\a2fda6d3-bcbb-4900-9938-ed1bdfc3f472:/btap_costing/utilities/btap_cli/input btap_private_cli bundle exec ruby btap_cli.rb | -19.1 | -19.1 | 1 | 57.2 | 53 | tier_3 | 53
82 | 11 |  | TRUE | 63 | 2 | 0 | 126.955 | nrcan_prod | nrcan_prod | 3.0.1 | 0.1 | 2021-09-24 19:53:04 +0000 | 438c2ebff | 0.2.14 | :adv_dx_units: NECB_Default :airloop_economizer_type: NECB_Default :algorithm: :eta: 3.0 :minimize_objectives: - heating_peak_w_per_m_sq - cost_utility_ghg_total_kg_per_m_sq - energy_eui_total_gj_per_m_sq :n_generations: 2 :population: 30 :prob: 0.85 :type: nsga2 :algorithm_type: nsga2 :analysis_id: 032a3b1b-5a87-4d55-9cb2-4fbb90ffb270 :analysis_name: idp_example_opt :boiler_eff: NECB_Default :btap_batch_version: 1.0.002 :btap_costing_branch: nrcan_prod :building_type: FullServiceRestaurant :chiller_type: NECB_Default :compute_environment: local :datapoint_id: bc34dcd3-836f-4072-bc2b-9e1faf86b025 :daylighting_type: add_daylighting_controls :dcv_type: Occupancy_based_DCV :door_construction_cond: '2.2' :ecm_system_name: NECB_Default :electrical_loads_scale: NECB_Default :enable_costing: true :epw_file: CAN_QC_Montreal-Trudeau.Intl.AP.716270_CWEC2016.epw :erv_package: NECB_Default_All :ext_floor_cond: NECB_Default :ext_roof_cond: '0.162' :ext_wall_cond: NECB_Default :fdwr_set: NECB_Default :fixed_wind_solar_trans: '0.5' :fixed_window_cond: '2.4' :furnace_eff: NECB_Default :glass_door_cond: '1.6' :glass_door_solar_trans: NECB_Default :ground_floor_cond: NECB_Default :ground_roof_cond: '0.284' :ground_wall_cond: '0.568' :image_name: btap_private_cli :infiltration_scale: NECB_Default :kill_database: true :lights_scale: NECB_Default :lights_type: LED :no_of_threads: null :nocache: false :nv_delta_temp_in_out: NECB_Default :nv_opening_fraction: NECB_Default :nv_temp_out_min: NECB_Default :nv_type: NECB_Default :oa_scale: NECB_Default :occupancy_loads_scale: NECB_Default :os_standards_branch: nrcan_prod :os_version: 3.0.1 :output_meters: [] :output_variables: [] :overhead_door_cond: '1.6' :primary_heating_fuel: Electricity :pv_ground_azimuth_angle: NECB_Default :pv_ground_module_description: NECB_Default :pv_ground_tilt_angle: NECB_Default :pv_ground_total_area_pv_panels_m2: NECB_Default :pv_ground_type: NECB_Default :rotation_degrees: '90.0' :run_annual_simulation: true :s3_bucket: '834599497928' :scale_x: '1.0' :scale_y: '1.0' :scale_z: '1.0' :scenario: optimize :shw_eff: NECB_Default :skylight_cond: NECB_Default :skylight_solar_trans: NECB_Default :srr_set: '0.0' :template: NECB2017 docker_command: docker run --rm -v C:\Users\plopez\PycharmProjects\btap_batch\examples\idp\idp_example_opt\032a3b1b-5a87-4d55-9cb2-4fbb90ffb270\output:/btap_costing/utilities/btap_cli/output -v C:\Users\plopez\PycharmProjects\btap_batch\examples\idp\idp_example_opt\032a3b1b-5a87-4d55-9cb2-4fbb90ffb270\input\bc34dcd3-836f-4072-bc2b-9e1faf86b025:/btap_costing/utilities/btap_cli/input btap_private_cli bundle exec ruby btap_cli.rb | idp_example_opt | 032a3b1b-5a87-4d55-9cb2-4fbb90ffb270 | bc34dcd3-836f-4072-bc2b-9e1faf86b025 | NECB2017 | FullServiceRestaurant | Electricity | Electricity | CAN_QC_Montreal-Trudeau.Intl.AP.716270_CWEC2016.epw | nsga2 |  | Occupancy_based_DCV | LED | NECB_Default | NECB_Default_All | NECB_Default | NECB_Default | 0.162 | 2.4 | NECB_Default | add_daylighting_controls | NECB_Default | NECB_Default | NECB_Default | 0.568 | NECB_Default | 0.284 | 2.2 | 1.6 | 1.6 | NECB_Default | NECB_Default | 0.5 | NECB_Default | NECB_Default | 0 | 90 | 1 | 1 | 1 | NECB_Default | NECB_Default | NECB_Default | NECB_Default | NECB_Default | NECB_Default | NECB_Default | NECB_Default | NECB_Default | NECB_Default | NECB_Default | NECB_Default | NECB_Default | NECB_Default | NECB_Default | NECB_Default | local | 834599497928 | btap_private_cli | 0 | TRUE | TRUE | 1 | optimize | 289.6174 | 29.7014 | 76.0214 | 193.219 | 511.15 | 845.2233 | 37.3 | FullServiceRestaurant |  |  | 0 | FullServiceRestaurant | 1 |  | 1 | NECB2017 | 0.35452 | 2384.1067 | 241.7194 | 12.3147 | 141.9767 | 31.8231 | 881.4601 | 453.6263 | MONTREAL | QUEBEC | 0.38427 | 0 | 0 | 0.38427 | 24.474 | 0 | 0 | 24.474 | 0 | 0.049379 | 0 | 0 | 0.98883 | 0.21935 | 0.058143 | 0.27368 | 0.067182 | 0.16792 | 0 | 0 | 0.98883 | 0.15318 | 325.7884 | 0 | 37.3 | 0.757 | [5 empty] | 0.162 | 0.247 | 2.4 |  | 0 | Montreal-Trudeau Intl AP | CAN | 323 | 4090 | 45.471 | -73.741 | 6 | 4400 | QC | CAN_QC_Montreal-Trudeau.Intl.AP.716270_CWEC2016.epw | 0.98884 | 29.7014 | 289.6174 | 7.5507 | 18.099 | FALSE | FALSE | FALSE | FALSE | 12.385 | 16.2697 | 0 | 0.21423 | 0.0048524 | 78.3 | 0 | 44.149 | 1.0279 | 0.023283 | 375.71 | 0 | 0.98883 | 30.33 | 18.33 | 0 | 0 |  | file:///C:\Users\plopez\PycharmProjects\btap_batch\examples\idp\idp_example_opt\032a3b1b-5a87-4d55-9cb2-4fbb90ffb270\output\bc34dcd3-836f-4072-bc2b-9e1faf86b025 | 1.0.002 |  | docker run --rm -v C:\Users\plopez\PycharmProjects\btap_batch\examples\idp\idp_example_opt\032a3b1b-5a87-4d55-9cb2-4fbb90ffb270\output:/btap_costing/utilities/btap_cli/output -v C:\Users\plopez\PycharmProjects\btap_batch\examples\idp\idp_example_opt\032a3b1b-5a87-4d55-9cb2-4fbb90ffb270\input\bc34dcd3-836f-4072-bc2b-9e1faf86b025:/btap_costing/utilities/btap_cli/input btap_private_cli bundle exec ruby btap_cli.rb | -11.6 | -11.6 | 1 | 11 | 32.2 | tier_2 | 32.2
83 | 12 |  | TRUE | 57 | 2 | 0 | 127.0634 | nrcan_prod | nrcan_prod | 3.0.1 | 0.1 | 2021-09-24 19:53:04 +0000 | 438c2ebff | 0.2.14 | :adv_dx_units: Carrier WeatherExpert :airloop_economizer_type: NECB_Default :algorithm: :eta: 3.0 :minimize_objectives: - heating_peak_w_per_m_sq - cost_utility_ghg_total_kg_per_m_sq - energy_eui_total_gj_per_m_sq :n_generations: 2 :population: 30 :prob: 0.85 :type: nsga2 :algorithm_type: nsga2 :analysis_id: 032a3b1b-5a87-4d55-9cb2-4fbb90ffb270 :analysis_name: idp_example_opt :boiler_eff: NECB_Default :btap_batch_version: 1.0.002 :btap_costing_branch: nrcan_prod :building_type: FullServiceRestaurant :chiller_type: NECB_Default :compute_environment: local :datapoint_id: d8cfd32c-0bd8-4331-a2fc-49971b508265 :daylighting_type: NECB_Default :dcv_type: NECB_Default :door_construction_cond: '1.6' :ecm_system_name: NECB_Default :electrical_loads_scale: NECB_Default :enable_costing: true :epw_file: CAN_QC_Montreal-Trudeau.Intl.AP.716270_CWEC2016.epw :erv_package: Plate-All :ext_floor_cond: '0.183' :ext_roof_cond: NECB_Default :ext_wall_cond: NECB_Default :fdwr_set: NECB_Default :fixed_wind_solar_trans: '0.3' :fixed_window_cond: '1.6' :furnace_eff: NECB_Default :glass_door_cond: '1.6' :glass_door_solar_trans: NECB_Default :ground_floor_cond: '0.758' :ground_roof_cond: '0.568' :ground_wall_cond: '0.210' :image_name: btap_private_cli :infiltration_scale: NECB_Default :kill_database: true :lights_scale: NECB_Default :lights_type: LED :no_of_threads: null :nocache: false :nv_delta_temp_in_out: NECB_Default :nv_opening_fraction: NECB_Default :nv_temp_out_min: NECB_Default :nv_type: NECB_Default :oa_scale: NECB_Default :occupancy_loads_scale: NECB_Default :os_standards_branch: nrcan_prod :os_version: 3.0.1 :output_meters: [] :output_variables: [] :overhead_door_cond: NECB_Default :primary_heating_fuel: Electricity :pv_ground_azimuth_angle: NECB_Default :pv_ground_module_description: NECB_Default :pv_ground_tilt_angle: NECB_Default :pv_ground_total_area_pv_panels_m2: NECB_Default :pv_ground_type: NECB_Default :rotation_degrees: '90.0' :run_annual_simulation: true :s3_bucket: '834599497928' :scale_x: '1.0' :scale_y: '1.0' :scale_z: '1.0' :scenario: optimize :shw_eff: NECB_Default :skylight_cond: NECB_Default :skylight_solar_trans: NECB_Default :srr_set: '0.0' :template: NECB2017 docker_command: docker run --rm -v C:\Users\plopez\PycharmProjects\btap_batch\examples\idp\idp_example_opt\032a3b1b-5a87-4d55-9cb2-4fbb90ffb270\output:/btap_costing/utilities/btap_cli/output -v C:\Users\plopez\PycharmProjects\btap_batch\examples\idp\idp_example_opt\032a3b1b-5a87-4d55-9cb2-4fbb90ffb270\input\d8cfd32c-0bd8-4331-a2fc-49971b508265:/btap_costing/utilities/btap_cli/input btap_private_cli bundle exec ruby btap_cli.rb | idp_example_opt | 032a3b1b-5a87-4d55-9cb2-4fbb90ffb270 | d8cfd32c-0bd8-4331-a2fc-49971b508265 | NECB2017 | FullServiceRestaurant | Electricity | Electricity | CAN_QC_Montreal-Trudeau.Intl.AP.716270_CWEC2016.epw | nsga2 |  | NECB_Default | LED | NECB_Default | Plate-All | NECB_Default | 0.183 | NECB_Default | 1.6 | NECB_Default | NECB_Default | NECB_Default | NECB_Default | NECB_Default | 0.210 | 0.758 | 0.568 | 1.6 | 1.6 | NECB_Default | NECB_Default | NECB_Default | 0.3 | NECB_Default | NECB_Default | 0 | 90 | 1 | 1 | 1 | NECB_Default | NECB_Default | NECB_Default | NECB_Default | NECB_Default | Carrier WeatherExpert | NECB_Default | NECB_Default | NECB_Default | NECB_Default | NECB_Default | NECB_Default | NECB_Default | NECB_Default | NECB_Default | NECB_Default | local | 834599497928 | btap_private_cli | 0 | TRUE | TRUE | 1 | optimize | 338.6284 | 18.1826 | 45.8987 | 153.4883 | 511.15 | 845.2233 | 37.3 | FullServiceRestaurant |  |  | 0 | FullServiceRestaurant | 1 |  | 1 | NECB2017 | 0.35452 | 2384.1067 | 245.0589 | 11.4201 | 141.9767 | 31.8231 | 851.6836 | 421.4048 | MONTREAL | QUEBEC | 0.33799 | 0 | 0 | 0.33799 | 21.5262 | 0 | 0 | 21.5262 | 0 | 0.030832 | 0 | 0 | 0.86973 | 0.20331 | 0.08207 | 0.16524 | 0.067182 | 0.16792 | 0 | 0 | 0.86973 | 0.15318 | 369.2614 | 0 | 37.3 | 0.758 | [5 empty] | 0.156 | 0.247 | 1.6 |  | 0 | Montreal-Trudeau Intl AP | CAN | 323 | 4090 | 45.471 | -73.741 | 6 | 4400 | QC | CAN_QC_Montreal-Trudeau.Intl.AP.716270_CWEC2016.epw | 0.86974 | 18.1826 | 338.6284 | 7.5507 | 18.0989 | FALSE | FALSE | FALSE | FALSE | 12.385 | 16.2697 | 0 | 0.21423 | 0.0048524 | 78.3 | 0 | 44.149 | 1.0279 | 0.023283 | 375.71 | 0 | 0.86973 | 23.5 | 13 | 0 | 0 |  | file:///C:\Users\plopez\PycharmProjects\btap_batch\examples\idp\idp_example_opt\032a3b1b-5a87-4d55-9cb2-4fbb90ffb270\output\d8cfd32c-0bd8-4331-a2fc-49971b508265 | 1.0.002 |  | docker run --rm -v C:\Users\plopez\PycharmProjects\btap_batch\examples\idp\idp_example_opt\032a3b1b-5a87-4d55-9cb2-4fbb90ffb270\output:/btap_costing/utilities/btap_cli/output -v C:\Users\plopez\PycharmProjects\btap_batch\examples\idp\idp_example_opt\032a3b1b-5a87-4d55-9cb2-4fbb90ffb270\input\d8cfd32c-0bd8-4331-a2fc-49971b508265:/btap_costing/utilities/btap_cli/input btap_private_cli bundle exec ruby btap_cli.rb | -14.6 | -14.6 | 1 | -0.8 | 40.4 | tier_2 | 40.4
84 | 13 |  | TRUE | 63 | 2 | 0 | 128.0834 | nrcan_prod | nrcan_prod | 3.0.1 | 0.1 | 2021-09-24 19:53:05 +0000 | 438c2ebff | 0.2.14 | :adv_dx_units: NECB_Default :airloop_economizer_type: NECB_Default :algorithm: :eta: 3.0 :minimize_objectives: - heating_peak_w_per_m_sq - cost_utility_ghg_total_kg_per_m_sq - energy_eui_total_gj_per_m_sq :n_generations: 2 :population: 30 :prob: 0.85 :type: nsga2 :algorithm_type: nsga2 :analysis_id: 032a3b1b-5a87-4d55-9cb2-4fbb90ffb270 :analysis_name: idp_example_opt :boiler_eff: NECB_Default :btap_batch_version: 1.0.002 :btap_costing_branch: nrcan_prod :building_type: FullServiceRestaurant :chiller_type: NECB_Default :compute_environment: local :datapoint_id: f9b3e2bb-6938-4cd6-9920-86a91a8d7152 :daylighting_type: add_daylighting_controls :dcv_type: CO2_based_DCV :door_construction_cond: '2.4' :ecm_system_name: NECB_Default :electrical_loads_scale: NECB_Default :enable_costing: true :epw_file: CAN_QC_Montreal-Trudeau.Intl.AP.716270_CWEC2016.epw :erv_package: NECB_Default_All :ext_floor_cond: '0.227' :ext_roof_cond: NECB_Default :ext_wall_cond: '0.210' :fdwr_set: NECB_Default :fixed_wind_solar_trans: NECB_Default :fixed_window_cond: '2.4' :furnace_eff: NECB_Default :glass_door_cond: '1.6' :glass_door_solar_trans: NECB_Default :ground_floor_cond: NECB_Default :ground_roof_cond: '0.568' :ground_wall_cond: NECB_Default :image_name: btap_private_cli :infiltration_scale: NECB_Default :kill_database: true :lights_scale: NECB_Default :lights_type: LED :no_of_threads: null :nocache: false :nv_delta_temp_in_out: NECB_Default :nv_opening_fraction: NECB_Default :nv_temp_out_min: NECB_Default :nv_type: NECB_Default :oa_scale: NECB_Default :occupancy_loads_scale: NECB_Default :os_standards_branch: nrcan_prod :os_version: 3.0.1 :output_meters: [] :output_variables: [] :overhead_door_cond: '1.6' :primary_heating_fuel: Electricity :pv_ground_azimuth_angle: NECB_Default :pv_ground_module_description: NECB_Default :pv_ground_tilt_angle: NECB_Default :pv_ground_total_area_pv_panels_m2: NECB_Default :pv_ground_type: NECB_Default :rotation_degrees: '90.0' :run_annual_simulation: true :s3_bucket: '834599497928' :scale_x: '1.0' :scale_y: '1.0' :scale_z: '1.0' :scenario: optimize :shw_eff: NECB_Default :skylight_cond: NECB_Default :skylight_solar_trans: NECB_Default :srr_set: '0.0' :template: NECB2017 docker_command: docker run --rm -v C:\Users\plopez\PycharmProjects\btap_batch\examples\idp\idp_example_opt\032a3b1b-5a87-4d55-9cb2-4fbb90ffb270\output:/btap_costing/utilities/btap_cli/output -v C:\Users\plopez\PycharmProjects\btap_batch\examples\idp\idp_example_opt\032a3b1b-5a87-4d55-9cb2-4fbb90ffb270\input\f9b3e2bb-6938-4cd6-9920-86a91a8d7152:/btap_costing/utilities/btap_cli/input btap_private_cli bundle exec ruby btap_cli.rb | idp_example_opt | 032a3b1b-5a87-4d55-9cb2-4fbb90ffb270 | f9b3e2bb-6938-4cd6-9920-86a91a8d7152 | NECB2017 | FullServiceRestaurant | Electricity | Electricity | CAN_QC_Montreal-Trudeau.Intl.AP.716270_CWEC2016.epw | nsga2 |  | CO2_based_DCV | LED | NECB_Default | NECB_Default_All | 0.210 | 0.227 | NECB_Default | 2.4 | NECB_Default | add_daylighting_controls | NECB_Default | NECB_Default | NECB_Default | NECB_Default | NECB_Default | 0.568 | 2.4 | 1.6 | 1.6 | NECB_Default | NECB_Default | NECB_Default | NECB_Default | NECB_Default | 0 | 90 | 1 | 1 | 1 | NECB_Default | NECB_Default | NECB_Default | NECB_Default | NECB_Default | NECB_Default | NECB_Default | NECB_Default | NECB_Default | NECB_Default | NECB_Default | NECB_Default | NECB_Default | NECB_Default | NECB_Default | NECB_Default | local | 834599497928 | btap_private_cli | 0 | TRUE | TRUE | 1 | optimize | 123.7996 | 23.4336 | 7.6896 | 129.501 | 511.15 | 845.2233 | 37.3 | FullServiceRestaurant |  |  | 0 | FullServiceRestaurant | 1 |  | 1 | NECB2017 | 0.35452 | 2384.1067 | 240.2391 | 12.3147 | 141.9767 | 31.8231 | 904.4027 | 478.0492 | MONTREAL | QUEBEC | 0.27851 | 0 | 0 | 0.27851 | 17.7383 | 0 | 0 | 17.7383 | 0 | 0.057224 | 0 | 0 | 0.71668 | 0.22811 | 0.015377 | 0.027683 | 0.067182 | 0.16792 | 0 | 0 | 0.71668 | 0.15318 | 155.1608 | 0 | 37.3 | 0.757 | [5 empty] | 0.156 | 0.21 | 2.4 |  | 0 | Montreal-Trudeau Intl AP | CAN | 323 | 4090 | 45.471 | -73.741 | 6 | 4400 | QC | CAN_QC_Montreal-Trudeau.Intl.AP.716270_CWEC2016.epw | 0.71669 | 23.4336 | 123.7996 | 7.5507 | 18.0989 | FALSE | FALSE | TRUE | FALSE | 12.385 | 16.2696 | 0 | 0.21423 | 0.0048524 | 78.3 | 0 | 44.149 | 1.0279 | 0.023283 | 375.71 | 0 | 0.71668 | 37.5 | 24.33 | 0 | 0 |  | file:///C:\Users\plopez\PycharmProjects\btap_batch\examples\idp\idp_example_opt\032a3b1b-5a87-4d55-9cb2-4fbb90ffb270\output\f9b3e2bb-6938-4cd6-9920-86a91a8d7152 | 1.0.002 |  | docker run --rm -v C:\Users\plopez\PycharmProjects\btap_batch\examples\idp\idp_example_opt\032a3b1b-5a87-4d55-9cb2-4fbb90ffb270\output:/btap_costing/utilities/btap_cli/output -v C:\Users\plopez\PycharmProjects\btap_batch\examples\idp\idp_example_opt\032a3b1b-5a87-4d55-9cb2-4fbb90ffb270\input\f9b3e2bb-6938-4cd6-9920-86a91a8d7152:/btap_costing/utilities/btap_cli/input btap_private_cli bundle exec ruby btap_cli.rb | -18.4 | -18.4 | 1 | 57.6 | 50.8 | tier_3 | 50.8
85 | 14 |  | TRUE | 57 | 2 | 0 | 129.1334 | nrcan_prod | nrcan_prod | 3.0.1 | 0.1 | 2021-09-24 19:53:06 +0000 | 438c2ebff | 0.2.14 | :adv_dx_units: Carrier WeatherExpert :airloop_economizer_type: NECB_Default :algorithm: :eta: 3.0 :minimize_objectives: - heating_peak_w_per_m_sq - cost_utility_ghg_total_kg_per_m_sq - energy_eui_total_gj_per_m_sq :n_generations: 2 :population: 30 :prob: 0.85 :type: nsga2 :algorithm_type: nsga2 :analysis_id: 032a3b1b-5a87-4d55-9cb2-4fbb90ffb270 :analysis_name: idp_example_opt :boiler_eff: NECB_Default :btap_batch_version: 1.0.002 :btap_costing_branch: nrcan_prod :building_type: FullServiceRestaurant :chiller_type: NECB_Default :compute_environment: local :datapoint_id: 54cc1b40-e4eb-4ba2-8006-88f8f428d6b6 :daylighting_type: NECB_Default :dcv_type: No_DCV :door_construction_cond: NECB_Default :ecm_system_name: NECB_Default :electrical_loads_scale: NECB_Default :enable_costing: true :epw_file: CAN_QC_Montreal-Trudeau.Intl.AP.716270_CWEC2016.epw :erv_package: Plate-All :ext_floor_cond: '0.142' :ext_roof_cond: NECB_Default :ext_wall_cond: '0.183' :fdwr_set: NECB_Default :fixed_wind_solar_trans: '0.6' :fixed_window_cond: '2.2' :furnace_eff: NECB_Default :glass_door_cond: NECB_Default :glass_door_solar_trans: NECB_Default :ground_floor_cond: NECB_Default :ground_roof_cond: '0.568' :ground_wall_cond: '0.210' :image_name: btap_private_cli :infiltration_scale: NECB_Default :kill_database: true :lights_scale: NECB_Default :lights_type: LED :no_of_threads: null :nocache: false :nv_delta_temp_in_out: NECB_Default :nv_opening_fraction: NECB_Default :nv_temp_out_min: NECB_Default :nv_type: NECB_Default :oa_scale: NECB_Default :occupancy_loads_scale: NECB_Default :os_standards_branch: nrcan_prod :os_version: 3.0.1 :output_meters: [] :output_variables: [] :overhead_door_cond: '1.6' :primary_heating_fuel: Electricity :pv_ground_azimuth_angle: NECB_Default :pv_ground_module_description: NECB_Default :pv_ground_tilt_angle: NECB_Default :pv_ground_total_area_pv_panels_m2: NECB_Default :pv_ground_type: NECB_Default :rotation_degrees: '90.0' :run_annual_simulation: true :s3_bucket: '834599497928' :scale_x: '1.0' :scale_y: '1.0' :scale_z: '1.0' :scenario: optimize :shw_eff: NECB_Default :skylight_cond: NECB_Default :skylight_solar_trans: NECB_Default :srr_set: '0.0' :template: NECB2017 docker_command: docker run --rm -v C:\Users\plopez\PycharmProjects\btap_batch\examples\idp\idp_example_opt\032a3b1b-5a87-4d55-9cb2-4fbb90ffb270\output:/btap_costing/utilities/btap_cli/output -v C:\Users\plopez\PycharmProjects\btap_batch\examples\idp\idp_example_opt\032a3b1b-5a87-4d55-9cb2-4fbb90ffb270\input\54cc1b40-e4eb-4ba2-8006-88f8f428d6b6:/btap_costing/utilities/btap_cli/input btap_private_cli bundle exec ruby btap_cli.rb | idp_example_opt | 032a3b1b-5a87-4d55-9cb2-4fbb90ffb270 | 54cc1b40-e4eb-4ba2-8006-88f8f428d6b6 | NECB2017 | FullServiceRestaurant | Electricity | Electricity | CAN_QC_Montreal-Trudeau.Intl.AP.716270_CWEC2016.epw | nsga2 |  | No_DCV | LED | NECB_Default | Plate-All | 0.183 | 0.142 | NECB_Default | 2.2 | NECB_Default | NECB_Default | NECB_Default | NECB_Default | NECB_Default | 0.210 | NECB_Default | 0.568 | NECB_Default | NECB_Default | 1.6 | NECB_Default | NECB_Default | 0.6 | NECB_Default | NECB_Default | 0 | 90 | 1 | 1 | 1 | NECB_Default | NECB_Default | NECB_Default | NECB_Default | NECB_Default | Carrier WeatherExpert | NECB_Default | NECB_Default | NECB_Default | NECB_Default | NECB_Default | NECB_Default | NECB_Default | NECB_Default | NECB_Default | NECB_Default | local | 834599497928 | btap_private_cli | 0 | TRUE | TRUE | 1 | optimize | 337.2908 | 21.4784 | 41.5784 | 159.1672 | 511.15 | 845.2233 | 37.3 | FullServiceRestaurant |  |  | 0 | FullServiceRestaurant | 1 |  | 1 | NECB2017 | 0.35452 | 2384.1067 | 240.636 | 11.7183 | 141.9767 | 31.8231 | 906.002 | 479.8478 | MONTREAL | QUEBEC | 0.34593 | 0 | 0 | 0.34593 | 22.0322 | 0 | 0 | 22.0322 | 0 | 0.041749 | 0 | 0 | 0.89017 | 0.22839 | 0.08207 | 0.14968 | 0.067182 | 0.16792 | 0 | 0 | 0.89017 | 0.15318 | 367.3709 | 0 | 37.3 | 0.757 | [5 empty] | 0.156 | 0.183 | 2.2 |  | 0 | Montreal-Trudeau Intl AP | CAN | 323 | 4090 | 45.471 | -73.741 | 6 | 4400 | QC | CAN_QC_Montreal-Trudeau.Intl.AP.716270_CWEC2016.epw | 0.89018 | 21.4784 | 337.2908 | 7.5507 | 18.099 | FALSE | FALSE | FALSE | FALSE | 12.385 | 16.2697 | 0 | 0.21423 | 0.0048524 | 78.3 | 0 | 44.149 | 1.0279 | 0.023283 | 375.71 | 0 | 0.89017 | 38.67 | 24.17 | 0 | 0 |  | file:///C:\Users\plopez\PycharmProjects\btap_batch\examples\idp\idp_example_opt\032a3b1b-5a87-4d55-9cb2-4fbb90ffb270\output\54cc1b40-e4eb-4ba2-8006-88f8f428d6b6 | 1.0.002 |  | docker run --rm -v C:\Users\plopez\PycharmProjects\btap_batch\examples\idp\idp_example_opt\032a3b1b-5a87-4d55-9cb2-4fbb90ffb270\output:/btap_costing/utilities/btap_cli/output -v C:\Users\plopez\PycharmProjects\btap_batch\examples\idp\idp_example_opt\032a3b1b-5a87-4d55-9cb2-4fbb90ffb270\input\54cc1b40-e4eb-4ba2-8006-88f8f428d6b6:/btap_costing/utilities/btap_cli/input btap_private_cli bundle exec ruby btap_cli.rb | -14.1 | -14.1 | 1 | -0.3 | 39 | tier_2 | 38.9
86 | 15 |  | TRUE | 56 | 0 | 0 | 129.9191 | nrcan_prod | nrcan_prod | 3.0.1 | 0.1 | 2021-09-24 19:53:07 +0000 | 438c2ebff | 0.2.14 | :adv_dx_units: Carrier WeatherExpert :airloop_economizer_type: NECB_Default :algorithm: :eta: 3.0 :minimize_objectives: - heating_peak_w_per_m_sq - cost_utility_ghg_total_kg_per_m_sq - energy_eui_total_gj_per_m_sq :n_generations: 2 :population: 30 :prob: 0.85 :type: nsga2 :algorithm_type: nsga2 :analysis_id: 032a3b1b-5a87-4d55-9cb2-4fbb90ffb270 :analysis_name: idp_example_opt :boiler_eff: NECB_Default :btap_batch_version: 1.0.002 :btap_costing_branch: nrcan_prod :building_type: FullServiceRestaurant :chiller_type: NECB_Default :compute_environment: local :datapoint_id: ec95ce82-e968-4a9f-b0d8-ed4be4366475 :daylighting_type: add_daylighting_controls :dcv_type: CO2_based_DCV :door_construction_cond: '2.2' :ecm_system_name: NECB_Default :electrical_loads_scale: NECB_Default :enable_costing: true :epw_file: CAN_QC_Montreal-Trudeau.Intl.AP.716270_CWEC2016.epw :erv_package: NECB_Default :ext_floor_cond: '0.142' :ext_roof_cond: '0.121' :ext_wall_cond: '0.210' :fdwr_set: NECB_Default :fixed_wind_solar_trans: '0.4' :fixed_window_cond: '2.4' :furnace_eff: NECB_Default :glass_door_cond: '2.2' :glass_door_solar_trans: NECB_Default :ground_floor_cond: NECB_Default :ground_roof_cond: '0.210' :ground_wall_cond: NECB_Default :image_name: btap_private_cli :infiltration_scale: NECB_Default :kill_database: true :lights_scale: NECB_Default :lights_type: LED :no_of_threads: null :nocache: false :nv_delta_temp_in_out: NECB_Default :nv_opening_fraction: NECB_Default :nv_temp_out_min: NECB_Default :nv_type: NECB_Default :oa_scale: NECB_Default :occupancy_loads_scale: NECB_Default :os_standards_branch: nrcan_prod :os_version: 3.0.1 :output_meters: [] :output_variables: [] :overhead_door_cond: '2.4' :primary_heating_fuel: Electricity :pv_ground_azimuth_angle: NECB_Default :pv_ground_module_description: NECB_Default :pv_ground_tilt_angle: NECB_Default :pv_ground_total_area_pv_panels_m2: NECB_Default :pv_ground_type: NECB_Default :rotation_degrees: '90.0' :run_annual_simulation: true :s3_bucket: '834599497928' :scale_x: '1.0' :scale_y: '1.0' :scale_z: '1.0' :scenario: optimize :shw_eff: NECB_Default :skylight_cond: NECB_Default :skylight_solar_trans: NECB_Default :srr_set: '0.0' :template: NECB2017 docker_command: docker run --rm -v C:\Users\plopez\PycharmProjects\btap_batch\examples\idp\idp_example_opt\032a3b1b-5a87-4d55-9cb2-4fbb90ffb270\output:/btap_costing/utilities/btap_cli/output -v C:\Users\plopez\PycharmProjects\btap_batch\examples\idp\idp_example_opt\032a3b1b-5a87-4d55-9cb2-4fbb90ffb270\input\ec95ce82-e968-4a9f-b0d8-ed4be4366475:/btap_costing/utilities/btap_cli/input btap_private_cli bundle exec ruby btap_cli.rb | idp_example_opt | 032a3b1b-5a87-4d55-9cb2-4fbb90ffb270 | ec95ce82-e968-4a9f-b0d8-ed4be4366475 | NECB2017 | FullServiceRestaurant | Electricity | Electricity | CAN_QC_Montreal-Trudeau.Intl.AP.716270_CWEC2016.epw | nsga2 |  | CO2_based_DCV | LED | NECB_Default | NECB_Default | 0.210 | 0.142 | 0.121 | 2.4 | NECB_Default | add_daylighting_controls | NECB_Default | NECB_Default | NECB_Default | NECB_Default | NECB_Default | 0.210 | 2.2 | 2.2 | 2.4 | NECB_Default | NECB_Default | 0.4 | NECB_Default | NECB_Default | 0 | 90 | 1 | 1 | 1 | NECB_Default | NECB_Default | NECB_Default | NECB_Default | NECB_Default | Carrier WeatherExpert | NECB_Default | NECB_Default | NECB_Default | NECB_Default | NECB_Default | NECB_Default | NECB_Default | NECB_Default | NECB_Default | NECB_Default | local | 834599497928 | btap_private_cli | 0 | TRUE | TRUE | 1 | optimize | 133.7593 | 17.7461 | 9.3797 | 120.1213 | 511.15 | 845.2233 | 37.3 | FullServiceRestaurant |  |  | 0 | FullServiceRestaurant | 1 |  | 1 | NECB2017 | 0.35452 | 2384.1067 | 245.0208 | 11.7194 | 141.9767 | 31.8231 | 876.8765 | 446.3364 | MONTREAL | QUEBEC | 0.26649 | 0 | 0 | 0.26649 | 16.9723 | 0 | 0 | 16.9723 | 0 | 0.035273 | 0 | 0 | 0.68573 | 0.21021 | 0.018194 | 0.033767 | 0.067182 | 0.16792 | 0 | 0 | 0.68573 | 0.15318 | 164.5461 | 0 | 37.3 | 0.757 | [5 empty] | 0.121 | 0.21 | 2.4 |  | 0 | Montreal-Trudeau Intl AP | CAN | 323 | 4090 | 45.471 | -73.741 | 6 | 4400 | QC | CAN_QC_Montreal-Trudeau.Intl.AP.716270_CWEC2016.epw | 0.68574 | 17.7461 | 133.7593 | 7.5507 | 18.0989 | FALSE | FALSE | TRUE | FALSE | 12.385 | 16.2696 | 0 | 0.21423 | 0.0048524 | 78.3 | 0 | 44.149 | 1.0279 | 0.023283 | 375.71 | 0 | 0.68573 | 26 | 15.83 | 0 | 0 |  | file:///C:\Users\plopez\PycharmProjects\btap_batch\examples\idp\idp_example_opt\032a3b1b-5a87-4d55-9cb2-4fbb90ffb270\output\ec95ce82-e968-4a9f-b0d8-ed4be4366475 | 1.0.002 |  | docker run --rm -v C:\Users\plopez\PycharmProjects\btap_batch\examples\idp\idp_example_opt\032a3b1b-5a87-4d55-9cb2-4fbb90ffb270\output:/btap_costing/utilities/btap_cli/output -v C:\Users\plopez\PycharmProjects\btap_batch\examples\idp\idp_example_opt\032a3b1b-5a87-4d55-9cb2-4fbb90ffb270\input\ec95ce82-e968-4a9f-b0d8-ed4be4366475:/btap_costing/utilities/btap_cli/input btap_private_cli bundle exec ruby btap_cli.rb | -19.1 | -19.1 | 1 | 55.1 | 53 | tier_3 | 53
87 | 16 |  | TRUE | 60 | 0 | 0 | 129.9714 | nrcan_prod | nrcan_prod | 3.0.1 | 0.1 | 2021-09-24 19:53:07 +0000 | 438c2ebff | 0.2.14 | :adv_dx_units: Carrier WeatherExpert :airloop_economizer_type: NECB_Default :algorithm: :eta: 3.0 :minimize_objectives: - heating_peak_w_per_m_sq - cost_utility_ghg_total_kg_per_m_sq - energy_eui_total_gj_per_m_sq :n_generations: 2 :population: 30 :prob: 0.85 :type: nsga2 :algorithm_type: nsga2 :analysis_id: 032a3b1b-5a87-4d55-9cb2-4fbb90ffb270 :analysis_name: idp_example_opt :boiler_eff: NECB_Default :btap_batch_version: 1.0.002 :btap_costing_branch: nrcan_prod :building_type: FullServiceRestaurant :chiller_type: NECB_Default :compute_environment: local :datapoint_id: c32594bf-724f-4c9a-8d6c-03f31d775146 :daylighting_type: NECB_Default :dcv_type: Occupancy_based_DCV :door_construction_cond: '2.2' :ecm_system_name: NECB_Default :electrical_loads_scale: NECB_Default :enable_costing: true :epw_file: CAN_QC_Montreal-Trudeau.Intl.AP.716270_CWEC2016.epw :erv_package: NECB_Default :ext_floor_cond: '0.227' :ext_roof_cond: '0.121' :ext_wall_cond: NECB_Default :fdwr_set: NECB_Default :fixed_wind_solar_trans: '0.3' :fixed_window_cond: '1.6' :furnace_eff: NECB_Default :glass_door_cond: '2.4' :glass_door_solar_trans: NECB_Default :ground_floor_cond: NECB_Default :ground_roof_cond: '0.284' :ground_wall_cond: '0.568' :image_name: btap_private_cli :infiltration_scale: NECB_Default :kill_database: true :lights_scale: NECB_Default :lights_type: NECB_Default :no_of_threads: null :nocache: false :nv_delta_temp_in_out: NECB_Default :nv_opening_fraction: NECB_Default :nv_temp_out_min: NECB_Default :nv_type: NECB_Default :oa_scale: NECB_Default :occupancy_loads_scale: NECB_Default :os_standards_branch: nrcan_prod :os_version: 3.0.1 :output_meters: [] :output_variables: [] :overhead_door_cond: '2.4' :primary_heating_fuel: Electricity :pv_ground_azimuth_angle: NECB_Default :pv_ground_module_description: NECB_Default :pv_ground_tilt_angle: NECB_Default :pv_ground_total_area_pv_panels_m2: NECB_Default :pv_ground_type: NECB_Default :rotation_degrees: '90.0' :run_annual_simulation: true :s3_bucket: '834599497928' :scale_x: '1.0' :scale_y: '1.0' :scale_z: '1.0' :scenario: optimize :shw_eff: NECB_Default :skylight_cond: NECB_Default :skylight_solar_trans: NECB_Default :srr_set: '0.0' :template: NECB2017 docker_command: docker run --rm -v C:\Users\plopez\PycharmProjects\btap_batch\examples\idp\idp_example_opt\032a3b1b-5a87-4d55-9cb2-4fbb90ffb270\output:/btap_costing/utilities/btap_cli/output -v C:\Users\plopez\PycharmProjects\btap_batch\examples\idp\idp_example_opt\032a3b1b-5a87-4d55-9cb2-4fbb90ffb270\input\c32594bf-724f-4c9a-8d6c-03f31d775146:/btap_costing/utilities/btap_cli/input btap_private_cli bundle exec ruby btap_cli.rb | idp_example_opt | 032a3b1b-5a87-4d55-9cb2-4fbb90ffb270 | c32594bf-724f-4c9a-8d6c-03f31d775146 | NECB2017 | FullServiceRestaurant | Electricity | Electricity | CAN_QC_Montreal-Trudeau.Intl.AP.716270_CWEC2016.epw | nsga2 |  | Occupancy_based_DCV | NECB_Default | NECB_Default | NECB_Default | NECB_Default | 0.227 | 0.121 | 1.6 | NECB_Default | NECB_Default | NECB_Default | NECB_Default | NECB_Default | 0.568 | NECB_Default | 0.284 | 2.2 | 2.4 | 2.4 | NECB_Default | NECB_Default | 0.3 | NECB_Default | NECB_Default | 0 | 90 | 1 | 1 | 1 | NECB_Default | NECB_Default | NECB_Default | NECB_Default | NECB_Default | Carrier WeatherExpert | NECB_Default | NECB_Default | NECB_Default | NECB_Default | NECB_Default | NECB_Default | NECB_Default | NECB_Default | NECB_Default | NECB_Default | local | 834599497928 | btap_private_cli | 0 | TRUE | TRUE | 1 | optimize | 285.5857 | 23.1469 | 102.0629 | 209.9949 | 511.15 | 845.2233 | 37.3 | FullServiceRestaurant |  |  | 0 | FullServiceRestaurant | 1 |  | 1 | NECB2017 | 0.35452 | 2384.1067 | 249.5697 | 10.8238 | 64.9441 | 31.8231 | 783.6038 | 426.4431 | MONTREAL | QUEBEC | 0.40947 | 0 | 0 | 0.40947 | 26.0787 | 0 | 0 | 26.0787 | 0 | 0.03273 | 0 | 0 | 1.0536 | 0.20264 | 0.062565 | 0.36743 | 0.067182 | 0.16792 | 0 | 0 | 1.0536 | 0.15318 | 320.9948 | 0 | 37.3 | 0.757 | [5 empty] | 0.121 | 0.247 | 1.6 |  | 0 | Montreal-Trudeau Intl AP | CAN | 323 | 4090 | 45.471 | -73.741 | 6 | 4400 | QC | CAN_QC_Montreal-Trudeau.Intl.AP.716270_CWEC2016.epw | 1.0537 | 23.1469 | 285.5857 | 7.5507 | 18.0989 | FALSE | FALSE | FALSE | FALSE | 12.385 | 16.2696 | 0 | 0.21423 | 0.0048524 | 78.3 | 0 | 44.149 | 1.0279 | 0.023283 | 375.71 | 0 | 1.0536 | 22.83 | 12.67 | 0 | 0 |  | file:///C:\Users\plopez\PycharmProjects\btap_batch\examples\idp\idp_example_opt\032a3b1b-5a87-4d55-9cb2-4fbb90ffb270\output\c32594bf-724f-4c9a-8d6c-03f31d775146 | 1.0.002 |  | docker run --rm -v C:\Users\plopez\PycharmProjects\btap_batch\examples\idp\idp_example_opt\032a3b1b-5a87-4d55-9cb2-4fbb90ffb270\output:/btap_costing/utilities/btap_cli/output -v C:\Users\plopez\PycharmProjects\btap_batch\examples\idp\idp_example_opt\032a3b1b-5a87-4d55-9cb2-4fbb90ffb270\input\c32594bf-724f-4c9a-8d6c-03f31d775146:/btap_costing/utilities/btap_cli/input btap_private_cli bundle exec ruby btap_cli.rb | -10 | -10 | 1 | 12.3 | 27.7 | tier_2 | 27.7
88 | 17 |  | TRUE | 58 | 0 | 0 | 131.9747 | nrcan_prod | nrcan_prod | 3.0.1 | 0.1 | 2021-09-24 19:53:07 +0000 | 438c2ebff | 0.2.14 | :adv_dx_units: NECB_Default :airloop_economizer_type: NECB_Default :algorithm: :eta: 3.0 :minimize_objectives: - heating_peak_w_per_m_sq - cost_utility_ghg_total_kg_per_m_sq - energy_eui_total_gj_per_m_sq :n_generations: 2 :population: 30 :prob: 0.85 :type: nsga2 :algorithm_type: nsga2 :analysis_id: 032a3b1b-5a87-4d55-9cb2-4fbb90ffb270 :analysis_name: idp_example_opt :boiler_eff: NECB_Default :btap_batch_version: 1.0.002 :btap_costing_branch: nrcan_prod :building_type: FullServiceRestaurant :chiller_type: NECB_Default :compute_environment: local :datapoint_id: a8a08639-a41e-4798-9a47-fda70515ef8e :daylighting_type: NECB_Default :dcv_type: Occupancy_based_DCV :door_construction_cond: '2.4' :ecm_system_name: NECB_Default :electrical_loads_scale: NECB_Default :enable_costing: true :epw_file: CAN_QC_Montreal-Trudeau.Intl.AP.716270_CWEC2016.epw :erv_package: NECB_Default :ext_floor_cond: '0.183' :ext_roof_cond: '0.162' :ext_wall_cond: NECB_Default :fdwr_set: NECB_Default :fixed_wind_solar_trans: NECB_Default :fixed_window_cond: NECB_Default :furnace_eff: NECB_Default :glass_door_cond: '2.4' :glass_door_solar_trans: NECB_Default :ground_floor_cond: '0.379' :ground_roof_cond: '0.284' :ground_wall_cond: NECB_Default :image_name: btap_private_cli :infiltration_scale: NECB_Default :kill_database: true :lights_scale: NECB_Default :lights_type: NECB_Default :no_of_threads: null :nocache: false :nv_delta_temp_in_out: NECB_Default :nv_opening_fraction: NECB_Default :nv_temp_out_min: NECB_Default :nv_type: NECB_Default :oa_scale: NECB_Default :occupancy_loads_scale: NECB_Default :os_standards_branch: nrcan_prod :os_version: 3.0.1 :output_meters: [] :output_variables: [] :overhead_door_cond: NECB_Default :primary_heating_fuel: Electricity :pv_ground_azimuth_angle: NECB_Default :pv_ground_module_description: NECB_Default :pv_ground_tilt_angle: NECB_Default :pv_ground_total_area_pv_panels_m2: NECB_Default :pv_ground_type: NECB_Default :rotation_degrees: '90.0' :run_annual_simulation: true :s3_bucket: '834599497928' :scale_x: '1.0' :scale_y: '1.0' :scale_z: '1.0' :scenario: optimize :shw_eff: NECB_Default :skylight_cond: NECB_Default :skylight_solar_trans: NECB_Default :srr_set: '0.0' :template: NECB2017 docker_command: docker run --rm -v C:\Users\plopez\PycharmProjects\btap_batch\examples\idp\idp_example_opt\032a3b1b-5a87-4d55-9cb2-4fbb90ffb270\output:/btap_costing/utilities/btap_cli/output -v C:\Users\plopez\PycharmProjects\btap_batch\examples\idp\idp_example_opt\032a3b1b-5a87-4d55-9cb2-4fbb90ffb270\input\a8a08639-a41e-4798-9a47-fda70515ef8e:/btap_costing/utilities/btap_cli/input btap_private_cli bundle exec ruby btap_cli.rb | idp_example_opt | 032a3b1b-5a87-4d55-9cb2-4fbb90ffb270 | a8a08639-a41e-4798-9a47-fda70515ef8e | NECB2017 | FullServiceRestaurant | Electricity | Electricity | CAN_QC_Montreal-Trudeau.Intl.AP.716270_CWEC2016.epw | nsga2 |  | Occupancy_based_DCV | NECB_Default | NECB_Default | NECB_Default | NECB_Default | 0.183 | 0.162 | NECB_Default | NECB_Default | NECB_Default | NECB_Default | NECB_Default | NECB_Default | NECB_Default | 0.379 | 0.284 | 2.4 | 2.4 | NECB_Default | NECB_Default | NECB_Default | NECB_Default | NECB_Default | NECB_Default | 0 | 90 | 1 | 1 | 1 | NECB_Default | NECB_Default | NECB_Default | NECB_Default | NECB_Default | NECB_Default | NECB_Default | NECB_Default | NECB_Default | NECB_Default | NECB_Default | NECB_Default | NECB_Default | NECB_Default | NECB_Default | NECB_Default | local | 834599497928 | btap_private_cli | 0 | TRUE | TRUE | 1 | optimize | 284.672 | 37.5429 | 94.9493 | 219.918 | 511.15 | 845.2233 | 37.3 | FullServiceRestaurant |  |  | 0 | FullServiceRestaurant | 1 |  | 1 | NECB2017 | 0.35452 | 2384.1067 | 245.8244 | 11.7183 | 64.9441 | 31.8231 | 839.101 | 484.7912 | MONTREAL | QUEBEC | 0.4227 | 0 | 0 | 0.4227 | 26.9216 | 0 | 0 | 26.9216 | 0 | 0.063054 | 0 | 0 | 1.0877 | 0.23365 | 0.060902 | 0.34182 | 0.067182 | 0.16792 | 0 | 0 | 1.0877 | 0.15318 | 321.4675 | 0 | 37.3 | 0.379 | [5 empty] | 0.162 | 0.247 | 1.9 |  | 0 | Montreal-Trudeau Intl AP | CAN | 323 | 4090 | 45.471 | -73.741 | 6 | 4400 | QC | CAN_QC_Montreal-Trudeau.Intl.AP.716270_CWEC2016.epw | 1.0877 | 37.5429 | 284.672 | 7.5507 | 18.0989 | FALSE | FALSE | FALSE | FALSE | 12.385 | 16.2696 | 0 | 0.21423 | 0.0048524 | 78.3 | 0 | 44.149 | 1.0279 | 0.023283 | 375.71 | 0 | 1.0877 | 43.83 | 27.17 | 0 | 0 |  | file:///C:\Users\plopez\PycharmProjects\btap_batch\examples\idp\idp_example_opt\032a3b1b-5a87-4d55-9cb2-4fbb90ffb270\output\a8a08639-a41e-4798-9a47-fda70515ef8e | 1.0.002 |  | docker run --rm -v C:\Users\plopez\PycharmProjects\btap_batch\examples\idp\idp_example_opt\032a3b1b-5a87-4d55-9cb2-4fbb90ffb270\output:/btap_costing/utilities/btap_cli/output -v C:\Users\plopez\PycharmProjects\btap_batch\examples\idp\idp_example_opt\032a3b1b-5a87-4d55-9cb2-4fbb90ffb270\input\a8a08639-a41e-4798-9a47-fda70515ef8e:/btap_costing/utilities/btap_cli/input btap_private_cli bundle exec ruby btap_cli.rb | -9.2 | -9.2 | 1 | 12.2 | 25.4 | tier_2 | 25.4
89 | 18 |  | TRUE | 61 | 2 | 0 | 132.5141 | nrcan_prod | nrcan_prod | 3.0.1 | 0.1 | 2021-09-24 19:53:08 +0000 | 438c2ebff | 0.2.14 | :adv_dx_units: NECB_Default :airloop_economizer_type: NECB_Default :algorithm: :eta: 3.0 :minimize_objectives: - heating_peak_w_per_m_sq - cost_utility_ghg_total_kg_per_m_sq - energy_eui_total_gj_per_m_sq :n_generations: 2 :population: 30 :prob: 0.85 :type: nsga2 :algorithm_type: nsga2 :analysis_id: 032a3b1b-5a87-4d55-9cb2-4fbb90ffb270 :analysis_name: idp_example_opt :boiler_eff: NECB_Default :btap_batch_version: 1.0.002 :btap_costing_branch: nrcan_prod :building_type: FullServiceRestaurant :chiller_type: NECB_Default :compute_environment: local :datapoint_id: 948d4876-5a22-4b82-9ff9-286646743e84 :daylighting_type: add_daylighting_controls :dcv_type: CO2_based_DCV :door_construction_cond: '2.4' :ecm_system_name: NECB_Default :electrical_loads_scale: NECB_Default :enable_costing: true :epw_file: CAN_QC_Montreal-Trudeau.Intl.AP.716270_CWEC2016.epw :erv_package: NECB_Default_All :ext_floor_cond: NECB_Default :ext_roof_cond: '0.121' :ext_wall_cond: '0.210' :fdwr_set: NECB_Default :fixed_wind_solar_trans: '0.2' :fixed_window_cond: '2.2' :furnace_eff: NECB_Default :glass_door_cond: '1.6' :glass_door_solar_trans: NECB_Default :ground_floor_cond: '0.758' :ground_roof_cond: NECB_Default :ground_wall_cond: '0.568' :image_name: btap_private_cli :infiltration_scale: NECB_Default :kill_database: true :lights_scale: NECB_Default :lights_type: NECB_Default :no_of_threads: null :nocache: false :nv_delta_temp_in_out: NECB_Default :nv_opening_fraction: NECB_Default :nv_temp_out_min: NECB_Default :nv_type: NECB_Default :oa_scale: NECB_Default :occupancy_loads_scale: NECB_Default :os_standards_branch: nrcan_prod :os_version: 3.0.1 :output_meters: [] :output_variables: [] :overhead_door_cond: '2.2' :primary_heating_fuel: Electricity :pv_ground_azimuth_angle: NECB_Default :pv_ground_module_description: NECB_Default :pv_ground_tilt_angle: NECB_Default :pv_ground_total_area_pv_panels_m2: NECB_Default :pv_ground_type: NECB_Default :rotation_degrees: '90.0' :run_annual_simulation: true :s3_bucket: '834599497928' :scale_x: '1.0' :scale_y: '1.0' :scale_z: '1.0' :scenario: optimize :shw_eff: NECB_Default :skylight_cond: NECB_Default :skylight_solar_trans: NECB_Default :srr_set: '0.0' :template: NECB2017 docker_command: docker run --rm -v C:\Users\plopez\PycharmProjects\btap_batch\examples\idp\idp_example_opt\032a3b1b-5a87-4d55-9cb2-4fbb90ffb270\output:/btap_costing/utilities/btap_cli/output -v C:\Users\plopez\PycharmProjects\btap_batch\examples\idp\idp_example_opt\032a3b1b-5a87-4d55-9cb2-4fbb90ffb270\input\948d4876-5a22-4b82-9ff9-286646743e84:/btap_costing/utilities/btap_cli/input btap_private_cli bundle exec ruby btap_cli.rb | idp_example_opt | 032a3b1b-5a87-4d55-9cb2-4fbb90ffb270 | 948d4876-5a22-4b82-9ff9-286646743e84 | NECB2017 | FullServiceRestaurant | Electricity | Electricity | CAN_QC_Montreal-Trudeau.Intl.AP.716270_CWEC2016.epw | nsga2 |  | CO2_based_DCV | NECB_Default | NECB_Default | NECB_Default_All | 0.210 | NECB_Default | 0.121 | 2.2 | NECB_Default | add_daylighting_controls | NECB_Default | NECB_Default | NECB_Default | 0.568 | 0.758 | NECB_Default | 2.4 | 1.6 | 2.2 | NECB_Default | NECB_Default | 0.2 | NECB_Default | NECB_Default | 0 | 90 | 1 | 1 | 1 | NECB_Default | NECB_Default | NECB_Default | NECB_Default | NECB_Default | NECB_Default | NECB_Default | NECB_Default | NECB_Default | NECB_Default | NECB_Default | NECB_Default | NECB_Default | NECB_Default | NECB_Default | NECB_Default | local | 834599497928 | btap_private_cli | 0 | TRUE | TRUE | 1 | optimize | 126.8559 | 19.2896 | 11.1731 | 118.3279 | 511.15 | 845.2233 | 37.3 | FullServiceRestaurant |  |  | 0 | FullServiceRestaurant | 1 |  | 1 | NECB2017 | 0.35452 | 2384.1067 | 244.9788 | 11.7183 | 64.9441 | 31.8231 | 763.6859 | 410.2216 | MONTREAL | QUEBEC | 0.26374 | 0 | 0 | 0.26374 | 16.7975 | 0 | 0 | 16.7975 | 0 | 0.03768 | 0 | 0 | 0.67867 | 0.19489 | 0.017588 | 0.040223 | 0.067182 | 0.16792 | 0 | 0 | 0.67867 | 0.15318 | 156.7273 | 0 | 37.3 | 0.758 | [5 empty] | 0.121 | 0.21 | 2.2 |  | 0 | Montreal-Trudeau Intl AP | CAN | 323 | 4090 | 45.471 | -73.741 | 6 | 4400 | QC | CAN_QC_Montreal-Trudeau.Intl.AP.716270_CWEC2016.epw | 0.67869 | 19.2896 | 126.8559 | 7.5507 | 18.0989 | FALSE | FALSE | TRUE | FALSE | 12.385 | 16.2696 | 0 | 0.21423 | 0.0048524 | 78.3 | 0 | 44.149 | 1.0279 | 0.023283 | 375.71 | 0 | 0.67867 | 19.5 | 9 | 0 | 0 |  | file:///C:\Users\plopez\PycharmProjects\btap_batch\examples\idp\idp_example_opt\032a3b1b-5a87-4d55-9cb2-4fbb90ffb270\output\948d4876-5a22-4b82-9ff9-286646743e84 | 1.0.002 |  | docker run --rm -v C:\Users\plopez\PycharmProjects\btap_batch\examples\idp\idp_example_opt\032a3b1b-5a87-4d55-9cb2-4fbb90ffb270\output:/btap_costing/utilities/btap_cli/output -v C:\Users\plopez\PycharmProjects\btap_batch\examples\idp\idp_example_opt\032a3b1b-5a87-4d55-9cb2-4fbb90ffb270\input\948d4876-5a22-4b82-9ff9-286646743e84:/btap_costing/utilities/btap_cli/input btap_private_cli bundle exec ruby btap_cli.rb | -19.3 | -19.3 | 1 | 57.2 | 53.5 | tier_3 | 53.5
90 | 19 |  | TRUE | 57 | 2 | 0 | 133.1317 | nrcan_prod | nrcan_prod | 3.0.1 | 0.1 | 2021-09-24 19:53:08 +0000 | 438c2ebff | 0.2.14 | :adv_dx_units: Carrier WeatherExpert :airloop_economizer_type: NECB_Default :algorithm: :eta: 3.0 :minimize_objectives: - heating_peak_w_per_m_sq - cost_utility_ghg_total_kg_per_m_sq - energy_eui_total_gj_per_m_sq :n_generations: 2 :population: 30 :prob: 0.85 :type: nsga2 :algorithm_type: nsga2 :analysis_id: 032a3b1b-5a87-4d55-9cb2-4fbb90ffb270 :analysis_name: idp_example_opt :boiler_eff: NECB_Default :btap_batch_version: 1.0.002 :btap_costing_branch: nrcan_prod :building_type: FullServiceRestaurant :chiller_type: NECB_Default :compute_environment: local :datapoint_id: deff123b-ef10-49e8-8139-979ffbbed1d1 :daylighting_type: add_daylighting_controls :dcv_type: No_DCV :door_construction_cond: NECB_Default :ecm_system_name: NECB_Default :electrical_loads_scale: NECB_Default :enable_costing: true :epw_file: CAN_QC_Montreal-Trudeau.Intl.AP.716270_CWEC2016.epw :erv_package: Rotary-All :ext_floor_cond: NECB_Default :ext_roof_cond: '0.162' :ext_wall_cond: '0.314' :fdwr_set: NECB_Default :fixed_wind_solar_trans: '0.6' :fixed_window_cond: '2.2' :furnace_eff: NECB_Default :glass_door_cond: '2.2' :glass_door_solar_trans: NECB_Default :ground_floor_cond: '0.758' :ground_roof_cond: '0.210' :ground_wall_cond: '0.568' :image_name: btap_private_cli :infiltration_scale: NECB_Default :kill_database: true :lights_scale: NECB_Default :lights_type: LED :no_of_threads: null :nocache: false :nv_delta_temp_in_out: NECB_Default :nv_opening_fraction: NECB_Default :nv_temp_out_min: NECB_Default :nv_type: NECB_Default :oa_scale: NECB_Default :occupancy_loads_scale: NECB_Default :os_standards_branch: nrcan_prod :os_version: 3.0.1 :output_meters: [] :output_variables: [] :overhead_door_cond: NECB_Default :primary_heating_fuel: Electricity :pv_ground_azimuth_angle: NECB_Default :pv_ground_module_description: NECB_Default :pv_ground_tilt_angle: NECB_Default :pv_ground_total_area_pv_panels_m2: NECB_Default :pv_ground_type: NECB_Default :rotation_degrees: '90.0' :run_annual_simulation: true :s3_bucket: '834599497928' :scale_x: '1.0' :scale_y: '1.0' :scale_z: '1.0' :scenario: optimize :shw_eff: NECB_Default :skylight_cond: NECB_Default :skylight_solar_trans: NECB_Default :srr_set: '0.0' :template: NECB2017 docker_command: docker run --rm -v C:\Users\plopez\PycharmProjects\btap_batch\examples\idp\idp_example_opt\032a3b1b-5a87-4d55-9cb2-4fbb90ffb270\output:/btap_costing/utilities/btap_cli/output -v C:\Users\plopez\PycharmProjects\btap_batch\examples\idp\idp_example_opt\032a3b1b-5a87-4d55-9cb2-4fbb90ffb270\input\deff123b-ef10-49e8-8139-979ffbbed1d1:/btap_costing/utilities/btap_cli/input btap_private_cli bundle exec ruby btap_cli.rb | idp_example_opt | 032a3b1b-5a87-4d55-9cb2-4fbb90ffb270 | deff123b-ef10-49e8-8139-979ffbbed1d1 | NECB2017 | FullServiceRestaurant | Electricity | Electricity | CAN_QC_Montreal-Trudeau.Intl.AP.716270_CWEC2016.epw | nsga2 |  | No_DCV | LED | NECB_Default | Rotary-All | 0.314 | NECB_Default | 0.162 | 2.2 | NECB_Default | add_daylighting_controls | NECB_Default | NECB_Default | NECB_Default | 0.568 | 0.758 | 0.210 | NECB_Default | 2.2 | NECB_Default | NECB_Default | NECB_Default | 0.6 | NECB_Default | NECB_Default | 0 | 90 | 1 | 1 | 1 | NECB_Default | NECB_Default | NECB_Default | NECB_Default | NECB_Default | Carrier WeatherExpert | NECB_Default | NECB_Default | NECB_Default | NECB_Default | NECB_Default | NECB_Default | NECB_Default | NECB_Default | NECB_Default | NECB_Default | local | 834599497928 | btap_private_cli | 0 | TRUE | TRUE | 1 | optimize | 338.7034 | 20.2264 | 45.0835 | 162.2811 | 511.15 | 845.2233 | 37.3 | FullServiceRestaurant |  |  | 0 | FullServiceRestaurant | 1 |  | 1 | NECB2017 | 0.35452 | 2384.1067 | 240.8681 | 12.3147 | 141.9767 | 31.8231 | 906.8711 | 479.8885 | MONTREAL | QUEBEC | 0.35029 | 0 | 0 | 0.35029 | 22.3096 | 0 | 0 | 22.3096 | 0 | 0.04034 | 0 | 0 | 0.90138 | 0.22841 | 0.08207 | 0.16228 | 0.067182 | 0.16792 | 0 | 0 | 0.90138 | 0.15318 | 368.9576 | 0 | 37.3 | 0.758 | [5 empty] | 0.162 | 0.314 | 2.2 |  | 0 | Montreal-Trudeau Intl AP | CAN | 323 | 4090 | 45.471 | -73.741 | 6 | 4400 | QC | CAN_QC_Montreal-Trudeau.Intl.AP.716270_CWEC2016.epw | 0.90139 | 20.2264 | 338.7034 | 7.5507 | 18.099 | FALSE | FALSE | FALSE | FALSE | 12.385 | 16.2697 | 0 | 0.21423 | 0.0048524 | 78.3 | 0 | 44.149 | 1.0279 | 0.023283 | 375.71 | 0 | 0.90138 | 37 | 23 | 0 | 0 |  | file:///C:\Users\plopez\PycharmProjects\btap_batch\examples\idp\idp_example_opt\032a3b1b-5a87-4d55-9cb2-4fbb90ffb270\output\deff123b-ef10-49e8-8139-979ffbbed1d1 | 1.0.002 |  | docker run --rm -v C:\Users\plopez\PycharmProjects\btap_batch\examples\idp\idp_example_opt\032a3b1b-5a87-4d55-9cb2-4fbb90ffb270\output:/btap_costing/utilities/btap_cli/output -v C:\Users\plopez\PycharmProjects\btap_batch\examples\idp\idp_example_opt\032a3b1b-5a87-4d55-9cb2-4fbb90ffb270\input\deff123b-ef10-49e8-8139-979ffbbed1d1:/btap_costing/utilities/btap_cli/input btap_private_cli bundle exec ruby btap_cli.rb | -13.8 | -13.8 | 1 | -0.8 | 38.2 | tier_2 | 38.2
91 | 20 |  | TRUE | 63 | 2 | 0 | 132.8215 | nrcan_prod | nrcan_prod | 3.0.1 | 0.1 | 2021-09-24 19:53:07 +0000 | 438c2ebff | 0.2.14 | :adv_dx_units: Carrier WeatherExpert :airloop_economizer_type: NECB_Default :algorithm: :eta: 3.0 :minimize_objectives: - heating_peak_w_per_m_sq - cost_utility_ghg_total_kg_per_m_sq - energy_eui_total_gj_per_m_sq :n_generations: 2 :population: 30 :prob: 0.85 :type: nsga2 :algorithm_type: nsga2 :analysis_id: 032a3b1b-5a87-4d55-9cb2-4fbb90ffb270 :analysis_name: idp_example_opt :boiler_eff: NECB_Default :btap_batch_version: 1.0.002 :btap_costing_branch: nrcan_prod :building_type: FullServiceRestaurant :chiller_type: NECB_Default :compute_environment: local :datapoint_id: c8b00c58-ef51-4855-82b2-23646be99fae :daylighting_type: add_daylighting_controls :dcv_type: CO2_based_DCV :door_construction_cond: '1.6' :ecm_system_name: NECB_Default :electrical_loads_scale: NECB_Default :enable_costing: true :epw_file: CAN_QC_Montreal-Trudeau.Intl.AP.716270_CWEC2016.epw :erv_package: Rotary-All :ext_floor_cond: NECB_Default :ext_roof_cond: '0.162' :ext_wall_cond: '0.314' :fdwr_set: NECB_Default :fixed_wind_solar_trans: NECB_Default :fixed_window_cond: NECB_Default :furnace_eff: NECB_Default :glass_door_cond: '1.6' :glass_door_solar_trans: NECB_Default :ground_floor_cond: '0.379' :ground_roof_cond: '0.210' :ground_wall_cond: NECB_Default :image_name: btap_private_cli :infiltration_scale: NECB_Default :kill_database: true :lights_scale: NECB_Default :lights_type: LED :no_of_threads: null :nocache: false :nv_delta_temp_in_out: NECB_Default :nv_opening_fraction: NECB_Default :nv_temp_out_min: NECB_Default :nv_type: NECB_Default :oa_scale: NECB_Default :occupancy_loads_scale: NECB_Default :os_standards_branch: nrcan_prod :os_version: 3.0.1 :output_meters: [] :output_variables: [] :overhead_door_cond: '2.2' :primary_heating_fuel: Electricity :pv_ground_azimuth_angle: NECB_Default :pv_ground_module_description: NECB_Default :pv_ground_tilt_angle: NECB_Default :pv_ground_total_area_pv_panels_m2: NECB_Default :pv_ground_type: NECB_Default :rotation_degrees: '90.0' :run_annual_simulation: true :s3_bucket: '834599497928' :scale_x: '1.0' :scale_y: '1.0' :scale_z: '1.0' :scenario: optimize :shw_eff: NECB_Default :skylight_cond: NECB_Default :skylight_solar_trans: NECB_Default :srr_set: '0.0' :template: NECB2017 docker_command: docker run --rm -v C:\Users\plopez\PycharmProjects\btap_batch\examples\idp\idp_example_opt\032a3b1b-5a87-4d55-9cb2-4fbb90ffb270\output:/btap_costing/utilities/btap_cli/output -v C:\Users\plopez\PycharmProjects\btap_batch\examples\idp\idp_example_opt\032a3b1b-5a87-4d55-9cb2-4fbb90ffb270\input\c8b00c58-ef51-4855-82b2-23646be99fae:/btap_costing/utilities/btap_cli/input btap_private_cli bundle exec ruby btap_cli.rb | idp_example_opt | 032a3b1b-5a87-4d55-9cb2-4fbb90ffb270 | c8b00c58-ef51-4855-82b2-23646be99fae | NECB2017 | FullServiceRestaurant | Electricity | Electricity | CAN_QC_Montreal-Trudeau.Intl.AP.716270_CWEC2016.epw | nsga2 |  | CO2_based_DCV | LED | NECB_Default | Rotary-All | 0.314 | NECB_Default | 0.162 | NECB_Default | NECB_Default | add_daylighting_controls | NECB_Default | NECB_Default | NECB_Default | NECB_Default | 0.379 | 0.210 | 1.6 | 1.6 | 2.2 | NECB_Default | NECB_Default | NECB_Default | NECB_Default | NECB_Default | 0 | 90 | 1 | 1 | 1 | NECB_Default | NECB_Default | NECB_Default | NECB_Default | NECB_Default | Carrier WeatherExpert | NECB_Default | NECB_Default | NECB_Default | NECB_Default | NECB_Default | NECB_Default | NECB_Default | NECB_Default | NECB_Default | NECB_Default | local | 834599497928 | btap_private_cli | 0 | TRUE | TRUE | 1 | optimize | 122.3285 | 20.8027 | 7.4831 | 129.1315 | 511.15 | 845.2233 | 37.3 | FullServiceRestaurant |  |  | 0 | FullServiceRestaurant | 1 |  | 1 | NECB2017 | 0.35452 | 2384.1067 | 245.2508 | 12.0368 | 141.9767 | 31.8231 | 927.6658 | 496.5784 | MONTREAL | QUEBEC | 0.27724 | 0 | 0 | 0.27724 | 17.6569 | 0 | 0 | 17.6569 | 0 | 0.050455 | 0 | 0 | 0.71339 | 0.23428 | 0.013421 | 0.026959 | 0.067182 | 0.16792 | 0 | 0 | 0.71339 | 0.15318 | 153.9467 | 0 | 37.3 | 0.379 | [5 empty] | 0.162 | 0.314 | 1.9 |  | 0 | Montreal-Trudeau Intl AP | CAN | 323 | 4090 | 45.471 | -73.741 | 6 | 4400 | QC | CAN_QC_Montreal-Trudeau.Intl.AP.716270_CWEC2016.epw | 0.71341 | 20.8027 | 122.3285 | 7.5507 | 18.0989 | FALSE | FALSE | TRUE | FALSE | 12.385 | 16.2696 | 0 | 0.21423 | 0.0048524 | 78.3 | 0 | 44.149 | 1.0279 | 0.023283 | 375.71 | 0 | 0.71339 | 45.17 | 28.5 | 0 | 0 |  | file:///C:\Users\plopez\PycharmProjects\btap_batch\examples\idp\idp_example_opt\032a3b1b-5a87-4d55-9cb2-4fbb90ffb270\output\c8b00c58-ef51-4855-82b2-23646be99fae | 1.0.002 |  | docker run --rm -v C:\Users\plopez\PycharmProjects\btap_batch\examples\idp\idp_example_opt\032a3b1b-5a87-4d55-9cb2-4fbb90ffb270\output:/btap_costing/utilities/btap_cli/output -v C:\Users\plopez\PycharmProjects\btap_batch\examples\idp\idp_example_opt\032a3b1b-5a87-4d55-9cb2-4fbb90ffb270\input\c8b00c58-ef51-4855-82b2-23646be99fae:/btap_costing/utilities/btap_cli/input btap_private_cli bundle exec ruby btap_cli.rb | -18.4 | -18.4 | 1 | 58 | 51.1 | tier_3 | 51.1
92 | 21 |  | TRUE | 58 | 0 | 0 | 132.9003 | nrcan_prod | nrcan_prod | 3.0.1 | 0.1 | 2021-09-24 19:53:07 +0000 | 438c2ebff | 0.2.14 | :adv_dx_units: NECB_Default :airloop_economizer_type: NECB_Default :algorithm: :eta: 3.0 :minimize_objectives: - heating_peak_w_per_m_sq - cost_utility_ghg_total_kg_per_m_sq - energy_eui_total_gj_per_m_sq :n_generations: 2 :population: 30 :prob: 0.85 :type: nsga2 :algorithm_type: nsga2 :analysis_id: 032a3b1b-5a87-4d55-9cb2-4fbb90ffb270 :analysis_name: idp_example_opt :boiler_eff: NECB_Default :btap_batch_version: 1.0.002 :btap_costing_branch: nrcan_prod :building_type: FullServiceRestaurant :chiller_type: NECB_Default :compute_environment: local :datapoint_id: 02e24bf5-bad4-463e-aec2-27fe91bf0dad :daylighting_type: add_daylighting_controls :dcv_type: Occupancy_based_DCV :door_construction_cond: NECB_Default :ecm_system_name: NECB_Default :electrical_loads_scale: NECB_Default :enable_costing: true :epw_file: CAN_QC_Montreal-Trudeau.Intl.AP.716270_CWEC2016.epw :erv_package: NECB_Default :ext_floor_cond: '0.142' :ext_roof_cond: '0.227' :ext_wall_cond: NECB_Default :fdwr_set: NECB_Default :fixed_wind_solar_trans: NECB_Default :fixed_window_cond: '2.4' :furnace_eff: NECB_Default :glass_door_cond: NECB_Default :glass_door_solar_trans: NECB_Default :ground_floor_cond: '0.758' :ground_roof_cond: '0.284' :ground_wall_cond: '0.284' :image_name: btap_private_cli :infiltration_scale: NECB_Default :kill_database: true :lights_scale: NECB_Default :lights_type: NECB_Default :no_of_threads: null :nocache: false :nv_delta_temp_in_out: NECB_Default :nv_opening_fraction: NECB_Default :nv_temp_out_min: NECB_Default :nv_type: NECB_Default :oa_scale: NECB_Default :occupancy_loads_scale: NECB_Default :os_standards_branch: nrcan_prod :os_version: 3.0.1 :output_meters: [] :output_variables: [] :overhead_door_cond: '2.4' :primary_heating_fuel: Electricity :pv_ground_azimuth_angle: NECB_Default :pv_ground_module_description: NECB_Default :pv_ground_tilt_angle: NECB_Default :pv_ground_total_area_pv_panels_m2: NECB_Default :pv_ground_type: NECB_Default :rotation_degrees: '90.0' :run_annual_simulation: true :s3_bucket: '834599497928' :scale_x: '1.0' :scale_y: '1.0' :scale_z: '1.0' :scenario: optimize :shw_eff: NECB_Default :skylight_cond: NECB_Default :skylight_solar_trans: NECB_Default :srr_set: '0.0' :template: NECB2017 docker_command: docker run --rm -v C:\Users\plopez\PycharmProjects\btap_batch\examples\idp\idp_example_opt\032a3b1b-5a87-4d55-9cb2-4fbb90ffb270\output:/btap_costing/utilities/btap_cli/output -v C:\Users\plopez\PycharmProjects\btap_batch\examples\idp\idp_example_opt\032a3b1b-5a87-4d55-9cb2-4fbb90ffb270\input\02e24bf5-bad4-463e-aec2-27fe91bf0dad:/btap_costing/utilities/btap_cli/input btap_private_cli bundle exec ruby btap_cli.rb | idp_example_opt | 032a3b1b-5a87-4d55-9cb2-4fbb90ffb270 | 02e24bf5-bad4-463e-aec2-27fe91bf0dad | NECB2017 | FullServiceRestaurant | Electricity | Electricity | CAN_QC_Montreal-Trudeau.Intl.AP.716270_CWEC2016.epw | nsga2 |  | Occupancy_based_DCV | NECB_Default | NECB_Default | NECB_Default | NECB_Default | 0.142 | 0.227 | 2.4 | NECB_Default | add_daylighting_controls | NECB_Default | NECB_Default | NECB_Default | 0.284 | 0.758 | 0.284 | NECB_Default | NECB_Default | 2.4 | NECB_Default | NECB_Default | NECB_Default | NECB_Default | NECB_Default | 0 | 90 | 1 | 1 | 1 | NECB_Default | NECB_Default | NECB_Default | NECB_Default | NECB_Default | NECB_Default | NECB_Default | NECB_Default | NECB_Default | NECB_Default | NECB_Default | NECB_Default | NECB_Default | NECB_Default | NECB_Default | NECB_Default | local | 834599497928 | btap_private_cli | 0 | TRUE | TRUE | 1 | optimize | 289.8724 | 36.7178 | 105.1279 | 226.8306 | 511.15 | 845.2233 | 37.3 | FullServiceRestaurant |  |  | 0 | FullServiceRestaurant | 1 |  | 1 | NECB2017 | 0.35452 | 2384.1067 | 238.0495 | 12.911 | 64.9441 | 31.8231 | 823.3865 | 475.6587 | MONTREAL | QUEBEC | 0.4327 | 0 | 0 | 0.4327 | 27.5584 | 0 | 0 | 27.5584 | 0 | 0.057224 | 0 | 0 | 1.1135 | 0.22772 | 0.061763 | 0.37846 | 0.067182 | 0.16792 | 0 | 0 | 1.1135 | 0.15318 | 326.4176 | 0 | 37.3 | 0.758 | [5 empty] | 0.227 | 0.247 | 2.4 |  | 0 | Montreal-Trudeau Intl AP | CAN | 323 | 4090 | 45.471 | -73.741 | 6 | 4400 | QC | CAN_QC_Montreal-Trudeau.Intl.AP.716270_CWEC2016.epw | 1.1135 | 36.7178 | 289.8724 | 7.5507 | 18.099 | FALSE | FALSE | FALSE | FALSE | 12.385 | 16.2697 | 0 | 0.21423 | 0.0048524 | 78.3 | 0 | 44.149 | 1.0279 | 0.023283 | 375.71 | 0 | 1.1135 | 36 | 22.67 | 0 | 0 |  | file:///C:\Users\plopez\PycharmProjects\btap_batch\examples\idp\idp_example_opt\032a3b1b-5a87-4d55-9cb2-4fbb90ffb270\output\02e24bf5-bad4-463e-aec2-27fe91bf0dad | 1.0.002 |  | docker run --rm -v C:\Users\plopez\PycharmProjects\btap_batch\examples\idp\idp_example_opt\032a3b1b-5a87-4d55-9cb2-4fbb90ffb270\output:/btap_costing/utilities/btap_cli/output -v C:\Users\plopez\PycharmProjects\btap_batch\examples\idp\idp_example_opt\032a3b1b-5a87-4d55-9cb2-4fbb90ffb270\input\02e24bf5-bad4-463e-aec2-27fe91bf0dad:/btap_costing/utilities/btap_cli/input btap_private_cli bundle exec ruby btap_cli.rb | -8.5 | -8.5 | 1 | 10.9 | 23.6 | tier_1 | 23.6
93 | 22 |  | TRUE | 54 | 0 | 0 | 133.1423 | nrcan_prod | nrcan_prod | 3.0.1 | 0.1 | 2021-09-24 19:53:07 +0000 | 438c2ebff | 0.2.14 | :adv_dx_units: NECB_Default :airloop_economizer_type: NECB_Default :algorithm: :eta: 3.0 :minimize_objectives: - heating_peak_w_per_m_sq - cost_utility_ghg_total_kg_per_m_sq - energy_eui_total_gj_per_m_sq :n_generations: 2 :population: 30 :prob: 0.85 :type: nsga2 :algorithm_type: nsga2 :analysis_id: 032a3b1b-5a87-4d55-9cb2-4fbb90ffb270 :analysis_name: idp_example_opt :boiler_eff: NECB_Default :btap_batch_version: 1.0.002 :btap_costing_branch: nrcan_prod :building_type: FullServiceRestaurant :chiller_type: NECB_Default :compute_environment: local :datapoint_id: 7afd9c9c-0678-4fc5-916b-201f009292ff :daylighting_type: NECB_Default :dcv_type: NECB_Default :door_construction_cond: '1.6' :ecm_system_name: NECB_Default :electrical_loads_scale: NECB_Default :enable_costing: true :epw_file: CAN_QC_Montreal-Trudeau.Intl.AP.716270_CWEC2016.epw :erv_package: NECB_Default :ext_floor_cond: '0.227' :ext_roof_cond: '0.121' :ext_wall_cond: '0.210' :fdwr_set: NECB_Default :fixed_wind_solar_trans: NECB_Default :fixed_window_cond: '2.4' :furnace_eff: NECB_Default :glass_door_cond: '2.4' :glass_door_solar_trans: NECB_Default :ground_floor_cond: '0.379' :ground_roof_cond: '0.284' :ground_wall_cond: '0.568' :image_name: btap_private_cli :infiltration_scale: NECB_Default :kill_database: true :lights_scale: NECB_Default :lights_type: NECB_Default :no_of_threads: null :nocache: false :nv_delta_temp_in_out: NECB_Default :nv_opening_fraction: NECB_Default :nv_temp_out_min: NECB_Default :nv_type: NECB_Default :oa_scale: NECB_Default :occupancy_loads_scale: NECB_Default :os_standards_branch: nrcan_prod :os_version: 3.0.1 :output_meters: [] :output_variables: [] :overhead_door_cond: '1.6' :primary_heating_fuel: Electricity :pv_ground_azimuth_angle: NECB_Default :pv_ground_module_description: NECB_Default :pv_ground_tilt_angle: NECB_Default :pv_ground_total_area_pv_panels_m2: NECB_Default :pv_ground_type: NECB_Default :rotation_degrees: '90.0' :run_annual_simulation: true :s3_bucket: '834599497928' :scale_x: '1.0' :scale_y: '1.0' :scale_z: '1.0' :scenario: optimize :shw_eff: NECB_Default :skylight_cond: NECB_Default :skylight_solar_trans: NECB_Default :srr_set: '0.0' :template: NECB2017 docker_command: docker run --rm -v C:\Users\plopez\PycharmProjects\btap_batch\examples\idp\idp_example_opt\032a3b1b-5a87-4d55-9cb2-4fbb90ffb270\output:/btap_costing/utilities/btap_cli/output -v C:\Users\plopez\PycharmProjects\btap_batch\examples\idp\idp_example_opt\032a3b1b-5a87-4d55-9cb2-4fbb90ffb270\input\7afd9c9c-0678-4fc5-916b-201f009292ff:/btap_costing/utilities/btap_cli/input btap_private_cli bundle exec ruby btap_cli.rb | idp_example_opt | 032a3b1b-5a87-4d55-9cb2-4fbb90ffb270 | 7afd9c9c-0678-4fc5-916b-201f009292ff | NECB2017 | FullServiceRestaurant | Electricity | Electricity | CAN_QC_Montreal-Trudeau.Intl.AP.716270_CWEC2016.epw | nsga2 |  | NECB_Default | NECB_Default | NECB_Default | NECB_Default | 0.210 | 0.227 | 0.121 | 2.4 | NECB_Default | NECB_Default | NECB_Default | NECB_Default | NECB_Default | 0.568 | 0.379 | 0.284 | 1.6 | 2.4 | 1.6 | NECB_Default | NECB_Default | NECB_Default | NECB_Default | NECB_Default | 0 | 90 | 1 | 1 | 1 | NECB_Default | NECB_Default | NECB_Default | NECB_Default | NECB_Default | NECB_Default | NECB_Default | NECB_Default | NECB_Default | NECB_Default | NECB_Default | NECB_Default | NECB_Default | NECB_Default | NECB_Default | NECB_Default | local | 834599497928 | btap_private_cli | 0 | TRUE | TRUE | 1 | optimize | 337.4046 | 41.4562 | 199.5555 | 324.6655 | 511.15 | 845.2233 | 37.3 | FullServiceRestaurant |  |  | 0 | FullServiceRestaurant | 1 |  | 1 | NECB2017 | 0.35452 | 2384.1067 | 247.2917 | 12.0437 | 64.9441 | 31.8231 | 834.8174 | 478.7148 | MONTREAL | QUEBEC | 0.57745 | 0 | 0 | 0.57745 | 36.7776 | 0 | 0 | 36.7776 | 0 | 0.064286 | 0 | 0 | 1.486 | 0.23293 | 0.08207 | 0.7184 | 0.067182 | 0.16792 | 0 | 0 | 1.486 | 0.15318 | 367.1818 | 0 | 37.3 | 0.379 | [5 empty] | 0.121 | 0.21 | 2.4 |  | 0 | Montreal-Trudeau Intl AP | CAN | 323 | 4090 | 45.471 | -73.741 | 6 | 4400 | QC | CAN_QC_Montreal-Trudeau.Intl.AP.716270_CWEC2016.epw | 1.486 | 41.4562 | 337.4046 | 7.5507 | 18.099 | FALSE | FALSE | FALSE | FALSE | 12.385 | 16.2697 | 0 | 0.21423 | 0.0048524 | 78.3 | 0 | 44.149 | 1.0279 | 0.023283 | 375.71 | 0 | 1.486 | 43.17 | 26.67 | 0 | 0 |  | file:///C:\Users\plopez\PycharmProjects\btap_batch\examples\idp\idp_example_opt\032a3b1b-5a87-4d55-9cb2-4fbb90ffb270\output\7afd9c9c-0678-4fc5-916b-201f009292ff | 1.0.002 |  | docker run --rm -v C:\Users\plopez\PycharmProjects\btap_batch\examples\idp\idp_example_opt\032a3b1b-5a87-4d55-9cb2-4fbb90ffb270\output:/btap_costing/utilities/btap_cli/output -v C:\Users\plopez\PycharmProjects\btap_batch\examples\idp\idp_example_opt\032a3b1b-5a87-4d55-9cb2-4fbb90ffb270\input\7afd9c9c-0678-4fc5-916b-201f009292ff:/btap_costing/utilities/btap_cli/input btap_private_cli bundle exec ruby btap_cli.rb | 0.7 | 0.7 | 1 | -0.3 | -1.9 | non_compliant | -1.9
94 | 23 |  | TRUE | 61 | 2 | 0 | 133.4351 | nrcan_prod | nrcan_prod | 3.0.1 | 0.1 | 2021-09-24 19:53:08 +0000 | 438c2ebff | 0.2.14 | :adv_dx_units: NECB_Default :airloop_economizer_type: NECB_Default :algorithm: :eta: 3.0 :minimize_objectives: - heating_peak_w_per_m_sq - cost_utility_ghg_total_kg_per_m_sq - energy_eui_total_gj_per_m_sq :n_generations: 2 :population: 30 :prob: 0.85 :type: nsga2 :algorithm_type: nsga2 :analysis_id: 032a3b1b-5a87-4d55-9cb2-4fbb90ffb270 :analysis_name: idp_example_opt :boiler_eff: NECB_Default :btap_batch_version: 1.0.002 :btap_costing_branch: nrcan_prod :building_type: FullServiceRestaurant :chiller_type: NECB_Default :compute_environment: local :datapoint_id: 8bd368db-0424-4303-a35f-c9c18a006e3a :daylighting_type: add_daylighting_controls :dcv_type: CO2_based_DCV :door_construction_cond: NECB_Default :ecm_system_name: NECB_Default :electrical_loads_scale: NECB_Default :enable_costing: true :epw_file: CAN_QC_Montreal-Trudeau.Intl.AP.716270_CWEC2016.epw :erv_package: Rotary-All :ext_floor_cond: NECB_Default :ext_roof_cond: '0.227' :ext_wall_cond: '0.183' :fdwr_set: NECB_Default :fixed_wind_solar_trans: '0.2' :fixed_window_cond: '1.6' :furnace_eff: NECB_Default :glass_door_cond: '1.6' :glass_door_solar_trans: NECB_Default :ground_floor_cond: '0.379' :ground_roof_cond: NECB_Default :ground_wall_cond: '0.568' :image_name: btap_private_cli :infiltration_scale: NECB_Default :kill_database: true :lights_scale: NECB_Default :lights_type: NECB_Default :no_of_threads: null :nocache: false :nv_delta_temp_in_out: NECB_Default :nv_opening_fraction: NECB_Default :nv_temp_out_min: NECB_Default :nv_type: NECB_Default :oa_scale: NECB_Default :occupancy_loads_scale: NECB_Default :os_standards_branch: nrcan_prod :os_version: 3.0.1 :output_meters: [] :output_variables: [] :overhead_door_cond: NECB_Default :primary_heating_fuel: Electricity :pv_ground_azimuth_angle: NECB_Default :pv_ground_module_description: NECB_Default :pv_ground_tilt_angle: NECB_Default :pv_ground_total_area_pv_panels_m2: NECB_Default :pv_ground_type: NECB_Default :rotation_degrees: '90.0' :run_annual_simulation: true :s3_bucket: '834599497928' :scale_x: '1.0' :scale_y: '1.0' :scale_z: '1.0' :scenario: optimize :shw_eff: NECB_Default :skylight_cond: NECB_Default :skylight_solar_trans: NECB_Default :srr_set: '0.0' :template: NECB2017 docker_command: docker run --rm -v C:\Users\plopez\PycharmProjects\btap_batch\examples\idp\idp_example_opt\032a3b1b-5a87-4d55-9cb2-4fbb90ffb270\output:/btap_costing/utilities/btap_cli/output -v C:\Users\plopez\PycharmProjects\btap_batch\examples\idp\idp_example_opt\032a3b1b-5a87-4d55-9cb2-4fbb90ffb270\input\8bd368db-0424-4303-a35f-c9c18a006e3a:/btap_costing/utilities/btap_cli/input btap_private_cli bundle exec ruby btap_cli.rb | idp_example_opt | 032a3b1b-5a87-4d55-9cb2-4fbb90ffb270 | 8bd368db-0424-4303-a35f-c9c18a006e3a | NECB2017 | FullServiceRestaurant | Electricity | Electricity | CAN_QC_Montreal-Trudeau.Intl.AP.716270_CWEC2016.epw | nsga2 |  | CO2_based_DCV | NECB_Default | NECB_Default | Rotary-All | 0.183 | NECB_Default | 0.227 | 1.6 | NECB_Default | add_daylighting_controls | NECB_Default | NECB_Default | NECB_Default | 0.568 | 0.379 | NECB_Default | NECB_Default | 1.6 | NECB_Default | NECB_Default | NECB_Default | 0.2 | NECB_Default | NECB_Default | 0 | 90 | 1 | 1 | 1 | NECB_Default | NECB_Default | NECB_Default | NECB_Default | NECB_Default | NECB_Default | NECB_Default | NECB_Default | NECB_Default | NECB_Default | NECB_Default | NECB_Default | NECB_Default | NECB_Default | NECB_Default | NECB_Default | local | 834599497928 | btap_private_cli | 0 | TRUE | TRUE | 1 | optimize | 131.6252 | 21.2561 | 11.7165 | 121.2679 | 511.15 | 845.2233 | 37.3 | FullServiceRestaurant |  |  | 0 | FullServiceRestaurant | 1 |  | 1 | NECB2017 | 0.35452 | 2384.1067 | 245.6346 | 11.7183 | 64.9441 | 31.8231 | 770.2296 | 416.1095 | MONTREAL | QUEBEC | 0.26674 | 0 | 0 | 0.26674 | 16.9882 | 0 | 0 | 16.9882 | 0 | 0.042023 | 0 | 0 | 0.68639 | 0.19918 | 0.014731 | 0.042179 | 0.067182 | 0.16792 | 0 | 0 | 0.68639 | 0.15318 | 161.6604 | 0 | 37.3 | 0.379 | [5 empty] | 0.227 | 0.183 | 1.6 |  | 0 | Montreal-Trudeau Intl AP | CAN | 323 | 4090 | 45.471 | -73.741 | 6 | 4400 | QC | CAN_QC_Montreal-Trudeau.Intl.AP.716270_CWEC2016.epw | 0.6864 | 21.2561 | 131.6252 | 7.5507 | 18.099 | FALSE | FALSE | TRUE | FALSE | 12.385 | 16.2697 | 0 | 0.21423 | 0.0048524 | 78.3 | 0 | 44.149 | 1.0279 | 0.023283 | 375.71 | 0 | 0.68639 | 21 | 11 | 0 | 0 |  | file:///C:\Users\plopez\PycharmProjects\btap_batch\examples\idp\idp_example_opt\032a3b1b-5a87-4d55-9cb2-4fbb90ffb270\output\8bd368db-0424-4303-a35f-c9c18a006e3a | 1.0.002 |  | docker run --rm -v C:\Users\plopez\PycharmProjects\btap_batch\examples\idp\idp_example_opt\032a3b1b-5a87-4d55-9cb2-4fbb90ffb270\output:/btap_costing/utilities/btap_cli/output -v C:\Users\plopez\PycharmProjects\btap_batch\examples\idp\idp_example_opt\032a3b1b-5a87-4d55-9cb2-4fbb90ffb270\input\8bd368db-0424-4303-a35f-c9c18a006e3a:/btap_costing/utilities/btap_cli/input btap_private_cli bundle exec ruby btap_cli.rb | -19.1 | -19.1 | 1 | 55.8 | 52.9 | tier_3 | 52.9
95 | 24 |  | TRUE | 63 | 2 | 0 | 133.3141 | nrcan_prod | nrcan_prod | 3.0.1 | 0.1 | 2021-09-24 19:53:10 +0000 | 438c2ebff | 0.2.14 | :adv_dx_units: Carrier WeatherExpert :airloop_economizer_type: NECB_Default :algorithm: :eta: 3.0 :minimize_objectives: - heating_peak_w_per_m_sq - cost_utility_ghg_total_kg_per_m_sq - energy_eui_total_gj_per_m_sq :n_generations: 2 :population: 30 :prob: 0.85 :type: nsga2 :algorithm_type: nsga2 :analysis_id: 032a3b1b-5a87-4d55-9cb2-4fbb90ffb270 :analysis_name: idp_example_opt :boiler_eff: NECB_Default :btap_batch_version: 1.0.002 :btap_costing_branch: nrcan_prod :building_type: FullServiceRestaurant :chiller_type: NECB_Default :compute_environment: local :datapoint_id: 57cc5c6f-aa71-4670-9370-302f6a7450cf :daylighting_type: NECB_Default :dcv_type: CO2_based_DCV :door_construction_cond: '2.4' :ecm_system_name: NECB_Default :electrical_loads_scale: NECB_Default :enable_costing: true :epw_file: CAN_QC_Montreal-Trudeau.Intl.AP.716270_CWEC2016.epw :erv_package: Rotary-All :ext_floor_cond: NECB_Default :ext_roof_cond: '0.227' :ext_wall_cond: '0.314' :fdwr_set: NECB_Default :fixed_wind_solar_trans: NECB_Default :fixed_window_cond: '2.2' :furnace_eff: NECB_Default :glass_door_cond: '1.6' :glass_door_solar_trans: NECB_Default :ground_floor_cond: '0.379' :ground_roof_cond: '0.210' :ground_wall_cond: NECB_Default :image_name: btap_private_cli :infiltration_scale: NECB_Default :kill_database: true :lights_scale: NECB_Default :lights_type: LED :no_of_threads: null :nocache: false :nv_delta_temp_in_out: NECB_Default :nv_opening_fraction: NECB_Default :nv_temp_out_min: NECB_Default :nv_type: NECB_Default :oa_scale: NECB_Default :occupancy_loads_scale: NECB_Default :os_standards_branch: nrcan_prod :os_version: 3.0.1 :output_meters: [] :output_variables: [] :overhead_door_cond: '2.2' :primary_heating_fuel: Electricity :pv_ground_azimuth_angle: NECB_Default :pv_ground_module_description: NECB_Default :pv_ground_tilt_angle: NECB_Default :pv_ground_total_area_pv_panels_m2: NECB_Default :pv_ground_type: NECB_Default :rotation_degrees: '90.0' :run_annual_simulation: true :s3_bucket: '834599497928' :scale_x: '1.0' :scale_y: '1.0' :scale_z: '1.0' :scenario: optimize :shw_eff: NECB_Default :skylight_cond: NECB_Default :skylight_solar_trans: NECB_Default :srr_set: '0.0' :template: NECB2017 docker_command: docker run --rm -v C:\Users\plopez\PycharmProjects\btap_batch\examples\idp\idp_example_opt\032a3b1b-5a87-4d55-9cb2-4fbb90ffb270\output:/btap_costing/utilities/btap_cli/output -v C:\Users\plopez\PycharmProjects\btap_batch\examples\idp\idp_example_opt\032a3b1b-5a87-4d55-9cb2-4fbb90ffb270\input\57cc5c6f-aa71-4670-9370-302f6a7450cf:/btap_costing/utilities/btap_cli/input btap_private_cli bundle exec ruby btap_cli.rb | idp_example_opt | 032a3b1b-5a87-4d55-9cb2-4fbb90ffb270 | 57cc5c6f-aa71-4670-9370-302f6a7450cf | NECB2017 | FullServiceRestaurant | Electricity | Electricity | CAN_QC_Montreal-Trudeau.Intl.AP.716270_CWEC2016.epw | nsga2 |  | CO2_based_DCV | LED | NECB_Default | Rotary-All | 0.314 | NECB_Default | 0.227 | 2.2 | NECB_Default | NECB_Default | NECB_Default | NECB_Default | NECB_Default | NECB_Default | 0.379 | 0.210 | 2.4 | 1.6 | 2.2 | NECB_Default | NECB_Default | NECB_Default | NECB_Default | NECB_Default | 0 | 90 | 1 | 1 | 1 | NECB_Default | NECB_Default | NECB_Default | NECB_Default | NECB_Default | Carrier WeatherExpert | NECB_Default | NECB_Default | NECB_Default | NECB_Default | NECB_Default | NECB_Default | NECB_Default | NECB_Default | NECB_Default | NECB_Default | local | 834599497928 | btap_private_cli | 0 | TRUE | TRUE | 1 | optimize | 126.3208 | 20.8216 | 10.347 | 131.4628 | 511.15 | 845.2233 | 37.3 | FullServiceRestaurant |  |  | 0 | FullServiceRestaurant | 1 |  | 1 | NECB2017 | 0.35452 | 2384.1067 | 240.0246 | 12.9261 | 141.9767 | 31.8231 | 923.0193 | 496.2689 | MONTREAL | QUEBEC | 0.28099 | 0 | 0 | 0.28099 | 17.8961 | 0 | 0 | 17.8961 | 0 | 0.049105 | 0 | 0 | 0.72306 | 0.23373 | 0.014692 | 0.037249 | 0.067182 | 0.16792 | 0 | 0 | 0.72306 | 0.15318 | 157.9223 | 0 | 37.3 | 0.379 | [5 empty] | 0.227 | 0.314 | 2.2 |  | 0 | Montreal-Trudeau Intl AP | CAN | 323 | 4090 | 45.471 | -73.741 | 6 | 4400 | QC | CAN_QC_Montreal-Trudeau.Intl.AP.716270_CWEC2016.epw | 0.72307 | 20.8216 | 126.3208 | 7.5507 | 18.0989 | FALSE | FALSE | TRUE | FALSE | 12.385 | 16.2696 | 0 | 0.21423 | 0.0048524 | 78.3 | 0 | 44.149 | 1.0279 | 0.023283 | 375.71 | 0 | 0.72306 | 42.33 | 26.5 | 0 | 0 |  | file:///C:\Users\plopez\PycharmProjects\btap_batch\examples\idp\idp_example_opt\032a3b1b-5a87-4d55-9cb2-4fbb90ffb270\output\57cc5c6f-aa71-4670-9370-302f6a7450cf | 1.0.002 |  | docker run --rm -v C:\Users\plopez\PycharmProjects\btap_batch\examples\idp\idp_example_opt\032a3b1b-5a87-4d55-9cb2-4fbb90ffb270\output:/btap_costing/utilities/btap_cli/output -v C:\Users\plopez\PycharmProjects\btap_batch\examples\idp\idp_example_opt\032a3b1b-5a87-4d55-9cb2-4fbb90ffb270\input\57cc5c6f-aa71-4670-9370-302f6a7450cf:/btap_costing/utilities/btap_cli/input btap_private_cli bundle exec ruby btap_cli.rb | -18.2 | -18.2 | 1 | 56.9 | 50.4 | tier_3 | 50.4
96 | 25 |  | TRUE | 57 | 2 | 0 | 134.0761 | nrcan_prod | nrcan_prod | 3.0.1 | 0.1 | 2021-09-24 19:53:10 +0000 | 438c2ebff | 0.2.14 | :adv_dx_units: NECB_Default :airloop_economizer_type: NECB_Default :algorithm: :eta: 3.0 :minimize_objectives: - heating_peak_w_per_m_sq - cost_utility_ghg_total_kg_per_m_sq - energy_eui_total_gj_per_m_sq :n_generations: 2 :population: 30 :prob: 0.85 :type: nsga2 :algorithm_type: nsga2 :analysis_id: 032a3b1b-5a87-4d55-9cb2-4fbb90ffb270 :analysis_name: idp_example_opt :boiler_eff: NECB_Default :btap_batch_version: 1.0.002 :btap_costing_branch: nrcan_prod :building_type: FullServiceRestaurant :chiller_type: NECB_Default :compute_environment: local :datapoint_id: 325a668c-5396-4c06-a081-8832ad263f7b :daylighting_type: add_daylighting_controls :dcv_type: NECB_Default :door_construction_cond: '2.4' :ecm_system_name: NECB_Default :electrical_loads_scale: NECB_Default :enable_costing: true :epw_file: CAN_QC_Montreal-Trudeau.Intl.AP.716270_CWEC2016.epw :erv_package: Rotary-All :ext_floor_cond: NECB_Default :ext_roof_cond: NECB_Default :ext_wall_cond: '0.314' :fdwr_set: NECB_Default :fixed_wind_solar_trans: NECB_Default :fixed_window_cond: '2.2' :furnace_eff: NECB_Default :glass_door_cond: '2.4' :glass_door_solar_trans: NECB_Default :ground_floor_cond: '0.758' :ground_roof_cond: '0.284' :ground_wall_cond: '0.284' :image_name: btap_private_cli :infiltration_scale: NECB_Default :kill_database: true :lights_scale: NECB_Default :lights_type: LED :no_of_threads: null :nocache: false :nv_delta_temp_in_out: NECB_Default :nv_opening_fraction: NECB_Default :nv_temp_out_min: NECB_Default :nv_type: NECB_Default :oa_scale: NECB_Default :occupancy_loads_scale: NECB_Default :os_standards_branch: nrcan_prod :os_version: 3.0.1 :output_meters: [] :output_variables: [] :overhead_door_cond: '2.2' :primary_heating_fuel: Electricity :pv_ground_azimuth_angle: NECB_Default :pv_ground_module_description: NECB_Default :pv_ground_tilt_angle: NECB_Default :pv_ground_total_area_pv_panels_m2: NECB_Default :pv_ground_type: NECB_Default :rotation_degrees: '90.0' :run_annual_simulation: true :s3_bucket: '834599497928' :scale_x: '1.0' :scale_y: '1.0' :scale_z: '1.0' :scenario: optimize :shw_eff: NECB_Default :skylight_cond: NECB_Default :skylight_solar_trans: NECB_Default :srr_set: '0.0' :template: NECB2017 docker_command: docker run --rm -v C:\Users\plopez\PycharmProjects\btap_batch\examples\idp\idp_example_opt\032a3b1b-5a87-4d55-9cb2-4fbb90ffb270\output:/btap_costing/utilities/btap_cli/output -v C:\Users\plopez\PycharmProjects\btap_batch\examples\idp\idp_example_opt\032a3b1b-5a87-4d55-9cb2-4fbb90ffb270\input\325a668c-5396-4c06-a081-8832ad263f7b:/btap_costing/utilities/btap_cli/input btap_private_cli bundle exec ruby btap_cli.rb | idp_example_opt | 032a3b1b-5a87-4d55-9cb2-4fbb90ffb270 | 325a668c-5396-4c06-a081-8832ad263f7b | NECB2017 | FullServiceRestaurant | Electricity | Electricity | CAN_QC_Montreal-Trudeau.Intl.AP.716270_CWEC2016.epw | nsga2 |  | NECB_Default | LED | NECB_Default | Rotary-All | 0.314 | NECB_Default | NECB_Default | 2.2 | NECB_Default | add_daylighting_controls | NECB_Default | NECB_Default | NECB_Default | 0.284 | 0.758 | 0.284 | 2.4 | 2.4 | 2.2 | NECB_Default | NECB_Default | NECB_Default | NECB_Default | NECB_Default | 0 | 90 | 1 | 1 | 1 | NECB_Default | NECB_Default | NECB_Default | NECB_Default | NECB_Default | NECB_Default | NECB_Default | NECB_Default | NECB_Default | NECB_Default | NECB_Default | NECB_Default | NECB_Default | NECB_Default | NECB_Default | NECB_Default | local | 834599497928 | btap_private_cli | 0 | TRUE | TRUE | 1 | optimize | 338.5089 | 26.7896 | 44.8118 | 165.3244 | 511.15 | 845.2233 | 37.3 | FullServiceRestaurant |  |  | 0 | FullServiceRestaurant | 1 |  | 1 | NECB2017 | 0.35452 | 2384.1067 | 239.6142 | 12.3147 | 141.9767 | 31.8231 | 896.338 | 470.6094 | MONTREAL | QUEBEC | 0.35455 | 0 | 0 | 0.35455 | 22.5808 | 0 | 0 | 22.5808 | 0 | 0.052274 | 0 | 0 | 0.91233 | 0.22841 | 0.08207 | 0.1613 | 0.067182 | 0.16792 | 0 | 0 | 0.91233 | 0.15318 | 368.7324 | 0 | 37.3 | 0.758 | [5 empty] | 0.156 | 0.314 | 2.2 |  | 0 | Montreal-Trudeau Intl AP | CAN | 323 | 4090 | 45.471 | -73.741 | 6 | 4400 | QC | CAN_QC_Montreal-Trudeau.Intl.AP.716270_CWEC2016.epw | 0.91234 | 26.7896 | 338.5089 | 7.5507 | 18.099 | FALSE | FALSE | FALSE | FALSE | 12.385 | 16.2697 | 0 | 0.21423 | 0.0048524 | 78.3 | 0 | 44.149 | 1.0279 | 0.023283 | 375.71 | 0 | 0.91233 | 37.17 | 23.17 | 0 | 0 |  | file:///C:\Users\plopez\PycharmProjects\btap_batch\examples\idp\idp_example_opt\032a3b1b-5a87-4d55-9cb2-4fbb90ffb270\output\325a668c-5396-4c06-a081-8832ad263f7b | 1.0.002 |  | docker run --rm -v C:\Users\plopez\PycharmProjects\btap_batch\examples\idp\idp_example_opt\032a3b1b-5a87-4d55-9cb2-4fbb90ffb270\output:/btap_costing/utilities/btap_cli/output -v C:\Users\plopez\PycharmProjects\btap_batch\examples\idp\idp_example_opt\032a3b1b-5a87-4d55-9cb2-4fbb90ffb270\input\325a668c-5396-4c06-a081-8832ad263f7b:/btap_costing/utilities/btap_cli/input btap_private_cli bundle exec ruby btap_cli.rb | -13.5 | -13.5 | 1 | -0.7 | 37.4 | tier_2 | 37.4
97 | 26 |  | TRUE | 63 | 2 | 0 | 134.1384 | nrcan_prod | nrcan_prod | 3.0.1 | 0.1 | 2021-09-24 19:53:14 +0000 | 438c2ebff | 0.2.14 | :adv_dx_units: NECB_Default :airloop_economizer_type: NECB_Default :algorithm: :eta: 3.0 :minimize_objectives: - heating_peak_w_per_m_sq - cost_utility_ghg_total_kg_per_m_sq - energy_eui_total_gj_per_m_sq :n_generations: 2 :population: 30 :prob: 0.85 :type: nsga2 :algorithm_type: nsga2 :analysis_id: 032a3b1b-5a87-4d55-9cb2-4fbb90ffb270 :analysis_name: idp_example_opt :boiler_eff: NECB_Default :btap_batch_version: 1.0.002 :btap_costing_branch: nrcan_prod :building_type: FullServiceRestaurant :chiller_type: NECB_Default :compute_environment: local :datapoint_id: 077061a2-0ab5-49a9-ba81-7fe8bb6916f8 :daylighting_type: NECB_Default :dcv_type: Occupancy_based_DCV :door_construction_cond: '2.2' :ecm_system_name: NECB_Default :electrical_loads_scale: NECB_Default :enable_costing: true :epw_file: CAN_QC_Montreal-Trudeau.Intl.AP.716270_CWEC2016.epw :erv_package: Plate-All :ext_floor_cond: '0.183' :ext_roof_cond: NECB_Default :ext_wall_cond: '0.210' :fdwr_set: NECB_Default :fixed_wind_solar_trans: '0.4' :fixed_window_cond: '2.4' :furnace_eff: NECB_Default :glass_door_cond: NECB_Default :glass_door_solar_trans: NECB_Default :ground_floor_cond: '0.379' :ground_roof_cond: '0.568' :ground_wall_cond: NECB_Default :image_name: btap_private_cli :infiltration_scale: NECB_Default :kill_database: true :lights_scale: NECB_Default :lights_type: LED :no_of_threads: null :nocache: false :nv_delta_temp_in_out: NECB_Default :nv_opening_fraction: NECB_Default :nv_temp_out_min: NECB_Default :nv_type: NECB_Default :oa_scale: NECB_Default :occupancy_loads_scale: NECB_Default :os_standards_branch: nrcan_prod :os_version: 3.0.1 :output_meters: [] :output_variables: [] :overhead_door_cond: '2.4' :primary_heating_fuel: Electricity :pv_ground_azimuth_angle: NECB_Default :pv_ground_module_description: NECB_Default :pv_ground_tilt_angle: NECB_Default :pv_ground_total_area_pv_panels_m2: NECB_Default :pv_ground_type: NECB_Default :rotation_degrees: '90.0' :run_annual_simulation: true :s3_bucket: '834599497928' :scale_x: '1.0' :scale_y: '1.0' :scale_z: '1.0' :scenario: optimize :shw_eff: NECB_Default :skylight_cond: NECB_Default :skylight_solar_trans: NECB_Default :srr_set: '0.0' :template: NECB2017 docker_command: docker run --rm -v C:\Users\plopez\PycharmProjects\btap_batch\examples\idp\idp_example_opt\032a3b1b-5a87-4d55-9cb2-4fbb90ffb270\output:/btap_costing/utilities/btap_cli/output -v C:\Users\plopez\PycharmProjects\btap_batch\examples\idp\idp_example_opt\032a3b1b-5a87-4d55-9cb2-4fbb90ffb270\input\077061a2-0ab5-49a9-ba81-7fe8bb6916f8:/btap_costing/utilities/btap_cli/input btap_private_cli bundle exec ruby btap_cli.rb | idp_example_opt | 032a3b1b-5a87-4d55-9cb2-4fbb90ffb270 | 077061a2-0ab5-49a9-ba81-7fe8bb6916f8 | NECB2017 | FullServiceRestaurant | Electricity | Electricity | CAN_QC_Montreal-Trudeau.Intl.AP.716270_CWEC2016.epw | nsga2 |  | Occupancy_based_DCV | LED | NECB_Default | Plate-All | 0.210 | 0.183 | NECB_Default | 2.4 | NECB_Default | NECB_Default | NECB_Default | NECB_Default | NECB_Default | NECB_Default | 0.379 | 0.568 | 2.2 | NECB_Default | 2.4 | NECB_Default | NECB_Default | 0.4 | NECB_Default | NECB_Default | 0 | 90 | 1 | 1 | 1 | NECB_Default | NECB_Default | NECB_Default | NECB_Default | NECB_Default | NECB_Default | NECB_Default | NECB_Default | NECB_Default | NECB_Default | NECB_Default | NECB_Default | NECB_Default | NECB_Default | NECB_Default | NECB_Default | local | 834599497928 | btap_private_cli | 0 | TRUE | TRUE | 1 | optimize | 290.1833 | 23.9552 | 108.9917 | 223.521 | 511.15 | 845.2233 | 37.3 | FullServiceRestaurant |  |  | 0 | FullServiceRestaurant | 1 |  | 1 | NECB2017 | 0.35452 | 2384.1067 | 243.0587 | 12.3147 | 141.9767 | 31.8231 | 877.5167 | 448.3436 | MONTREAL | QUEBEC | 0.42022 | 0 | 0 | 0.42022 | 26.7638 | 0 | 0 | 26.7638 | 0 | 0.045114 | 0 | 0 | 1.0813 | 0.21401 | 0.041573 | 0.39237 | 0.067182 | 0.16792 | 0 | 0 | 1.0813 | 0.15318 | 326.1076 | 0 | 37.3 | 0.379 | [5 empty] | 0.156 | 0.21 | 2.4 |  | 0 | Montreal-Trudeau Intl AP | CAN | 323 | 4090 | 45.471 | -73.741 | 6 | 4400 | QC | CAN_QC_Montreal-Trudeau.Intl.AP.716270_CWEC2016.epw | 1.0814 | 23.9552 | 290.1833 | 7.5507 | 18.099 | FALSE | FALSE | FALSE | FALSE | 12.385 | 16.2697 | 0 | 0.21423 | 0.0048524 | 78.3 | 0 | 44.149 | 1.0279 | 0.023283 | 375.71 | 0 | 1.0813 | 27.83 | 16.67 | 0 | 0 |  | file:///C:\Users\plopez\PycharmProjects\btap_batch\examples\idp\idp_example_opt\032a3b1b-5a87-4d55-9cb2-4fbb90ffb270\output\077061a2-0ab5-49a9-ba81-7fe8bb6916f8 | 1.0.002 |  | docker run --rm -v C:\Users\plopez\PycharmProjects\btap_batch\examples\idp\idp_example_opt\032a3b1b-5a87-4d55-9cb2-4fbb90ffb270\output:/btap_costing/utilities/btap_cli/output -v C:\Users\plopez\PycharmProjects\btap_batch\examples\idp\idp_example_opt\032a3b1b-5a87-4d55-9cb2-4fbb90ffb270\input\077061a2-0ab5-49a9-ba81-7fe8bb6916f8:/btap_costing/utilities/btap_cli/input btap_private_cli bundle exec ruby btap_cli.rb | -9.3 | -9.3 | 1 | 10.9 | 25.8 | tier_2 | 25.8
98 | 27 |  | TRUE | 63 | 2 | 0 | 134.101 | nrcan_prod | nrcan_prod | 3.0.1 | 0.1 | 2021-09-24 19:53:14 +0000 | 438c2ebff | 0.2.14 | :adv_dx_units: Carrier WeatherExpert :airloop_economizer_type: NECB_Default :algorithm: :eta: 3.0 :minimize_objectives: - heating_peak_w_per_m_sq - cost_utility_ghg_total_kg_per_m_sq - energy_eui_total_gj_per_m_sq :n_generations: 2 :population: 30 :prob: 0.85 :type: nsga2 :algorithm_type: nsga2 :analysis_id: 032a3b1b-5a87-4d55-9cb2-4fbb90ffb270 :analysis_name: idp_example_opt :boiler_eff: NECB_Default :btap_batch_version: 1.0.002 :btap_costing_branch: nrcan_prod :building_type: FullServiceRestaurant :chiller_type: NECB_Default :compute_environment: local :datapoint_id: 2df08561-0464-49fa-83ba-9c08f3dd9861 :daylighting_type: NECB_Default :dcv_type: Occupancy_based_DCV :door_construction_cond: '2.2' :ecm_system_name: NECB_Default :electrical_loads_scale: NECB_Default :enable_costing: true :epw_file: CAN_QC_Montreal-Trudeau.Intl.AP.716270_CWEC2016.epw :erv_package: Rotary-All :ext_floor_cond: '0.142' :ext_roof_cond: NECB_Default :ext_wall_cond: '0.183' :fdwr_set: NECB_Default :fixed_wind_solar_trans: '0.5' :fixed_window_cond: '1.6' :furnace_eff: NECB_Default :glass_door_cond: '2.4' :glass_door_solar_trans: NECB_Default :ground_floor_cond: '0.379' :ground_roof_cond: NECB_Default :ground_wall_cond: NECB_Default :image_name: btap_private_cli :infiltration_scale: NECB_Default :kill_database: true :lights_scale: NECB_Default :lights_type: NECB_Default :no_of_threads: null :nocache: false :nv_delta_temp_in_out: NECB_Default :nv_opening_fraction: NECB_Default :nv_temp_out_min: NECB_Default :nv_type: NECB_Default :oa_scale: NECB_Default :occupancy_loads_scale: NECB_Default :os_standards_branch: nrcan_prod :os_version: 3.0.1 :output_meters: [] :output_variables: [] :overhead_door_cond: NECB_Default :primary_heating_fuel: Electricity :pv_ground_azimuth_angle: NECB_Default :pv_ground_module_description: NECB_Default :pv_ground_tilt_angle: NECB_Default :pv_ground_total_area_pv_panels_m2: NECB_Default :pv_ground_type: NECB_Default :rotation_degrees: '90.0' :run_annual_simulation: true :s3_bucket: '834599497928' :scale_x: '1.0' :scale_y: '1.0' :scale_z: '1.0' :scenario: optimize :shw_eff: NECB_Default :skylight_cond: NECB_Default :skylight_solar_trans: NECB_Default :srr_set: '0.0' :template: NECB2017 docker_command: docker run --rm -v C:\Users\plopez\PycharmProjects\btap_batch\examples\idp\idp_example_opt\032a3b1b-5a87-4d55-9cb2-4fbb90ffb270\output:/btap_costing/utilities/btap_cli/output -v C:\Users\plopez\PycharmProjects\btap_batch\examples\idp\idp_example_opt\032a3b1b-5a87-4d55-9cb2-4fbb90ffb270\input\2df08561-0464-49fa-83ba-9c08f3dd9861:/btap_costing/utilities/btap_cli/input btap_private_cli bundle exec ruby btap_cli.rb | idp_example_opt | 032a3b1b-5a87-4d55-9cb2-4fbb90ffb270 | 2df08561-0464-49fa-83ba-9c08f3dd9861 | NECB2017 | FullServiceRestaurant | Electricity | Electricity | CAN_QC_Montreal-Trudeau.Intl.AP.716270_CWEC2016.epw | nsga2 |  | Occupancy_based_DCV | NECB_Default | NECB_Default | Rotary-All | 0.183 | 0.142 | NECB_Default | 1.6 | NECB_Default | NECB_Default | NECB_Default | NECB_Default | NECB_Default | NECB_Default | 0.379 | NECB_Default | 2.2 | 2.4 | NECB_Default | NECB_Default | NECB_Default | 0.5 | NECB_Default | NECB_Default | 0 | 90 | 1 | 1 | 1 | NECB_Default | NECB_Default | NECB_Default | NECB_Default | NECB_Default | Carrier WeatherExpert | NECB_Default | NECB_Default | NECB_Default | NECB_Default | NECB_Default | NECB_Default | NECB_Default | NECB_Default | NECB_Default | NECB_Default | local | 834599497928 | btap_private_cli | 0 | TRUE | TRUE | 1 | optimize | 283.1215 | 19.1579 | 120.8875 | 237.1396 | 511.15 | 845.2233 | 37.3 | FullServiceRestaurant |  |  | 0 | FullServiceRestaurant | 1 |  | 1 | NECB2017 | 0.35452 | 2384.1067 | 247.8115 | 11.1219 | 64.9441 | 31.8231 | 834.8831 | 479.1825 | MONTREAL | QUEBEC | 0.43834 | 0 | 0 | 0.43834 | 27.9177 | 0 | 0 | 27.9177 | 0 | 0.040849 | 0 | 0 | 1.128 | 0.22447 | 0.039167 | 0.4352 | 0.067182 | 0.16792 | 0 | 0 | 1.128 | 0.15318 | 319.4967 | 0 | 37.3 | 0.379 | [5 empty] | 0.156 | 0.183 | 1.6 |  | 0 | Montreal-Trudeau Intl AP | CAN | 323 | 4090 | 45.471 | -73.741 | 6 | 4400 | QC | CAN_QC_Montreal-Trudeau.Intl.AP.716270_CWEC2016.epw | 1.128 | 19.1579 | 283.1215 | 7.5507 | 18.099 | FALSE | FALSE | FALSE | FALSE | 12.385 | 16.2697 | 0 | 0.21423 | 0.0048524 | 78.3 | 0 | 44.149 | 1.0279 | 0.023283 | 375.71 | 0 | 1.128 | 37.83 | 24 | 0 | 0 |  | file:///C:\Users\plopez\PycharmProjects\btap_batch\examples\idp\idp_example_opt\032a3b1b-5a87-4d55-9cb2-4fbb90ffb270\output\2df08561-0464-49fa-83ba-9c08f3dd9861 | 1.0.002 |  | docker run --rm -v C:\Users\plopez\PycharmProjects\btap_batch\examples\idp\idp_example_opt\032a3b1b-5a87-4d55-9cb2-4fbb90ffb270\output:/btap_costing/utilities/btap_cli/output -v C:\Users\plopez\PycharmProjects\btap_batch\examples\idp\idp_example_opt\032a3b1b-5a87-4d55-9cb2-4fbb90ffb270\input\2df08561-0464-49fa-83ba-9c08f3dd9861:/btap_costing/utilities/btap_cli/input btap_private_cli bundle exec ruby btap_cli.rb | -8.2 | -8.2 | 1 | 12.7 | 22.6 | tier_1 | 22.6
99 | 28 |  | TRUE | 63 | 2 | 0 | 133.7558 | nrcan_prod | nrcan_prod | 3.0.1 | 0.1 | 2021-09-24 19:53:09 +0000 | 438c2ebff | 0.2.14 | :adv_dx_units: Carrier WeatherExpert :airloop_economizer_type: NECB_Default :algorithm: :eta: 3.0 :minimize_objectives: - heating_peak_w_per_m_sq - cost_utility_ghg_total_kg_per_m_sq - energy_eui_total_gj_per_m_sq :n_generations: 2 :population: 30 :prob: 0.85 :type: nsga2 :algorithm_type: nsga2 :analysis_id: 032a3b1b-5a87-4d55-9cb2-4fbb90ffb270 :analysis_name: idp_example_opt :boiler_eff: NECB_Default :btap_batch_version: 1.0.002 :btap_costing_branch: nrcan_prod :building_type: FullServiceRestaurant :chiller_type: NECB_Default :compute_environment: local :datapoint_id: 536735e8-145e-40fd-8da5-970d0cb035e9 :daylighting_type: add_daylighting_controls :dcv_type: CO2_based_DCV :door_construction_cond: '1.6' :ecm_system_name: NECB_Default :electrical_loads_scale: NECB_Default :enable_costing: true :epw_file: CAN_QC_Montreal-Trudeau.Intl.AP.716270_CWEC2016.epw :erv_package: Plate-All :ext_floor_cond: '0.183' :ext_roof_cond: '0.121' :ext_wall_cond: '0.314' :fdwr_set: NECB_Default :fixed_wind_solar_trans: '0.5' :fixed_window_cond: '2.4' :furnace_eff: NECB_Default :glass_door_cond: '1.6' :glass_door_solar_trans: NECB_Default :ground_floor_cond: NECB_Default :ground_roof_cond: '0.210' :ground_wall_cond: '0.568' :image_name: btap_private_cli :infiltration_scale: NECB_Default :kill_database: true :lights_scale: NECB_Default :lights_type: NECB_Default :no_of_threads: null :nocache: false :nv_delta_temp_in_out: NECB_Default :nv_opening_fraction: NECB_Default :nv_temp_out_min: NECB_Default :nv_type: NECB_Default :oa_scale: NECB_Default :occupancy_loads_scale: NECB_Default :os_standards_branch: nrcan_prod :os_version: 3.0.1 :output_meters: [] :output_variables: [] :overhead_door_cond: '1.6' :primary_heating_fuel: Electricity :pv_ground_azimuth_angle: NECB_Default :pv_ground_module_description: NECB_Default :pv_ground_tilt_angle: NECB_Default :pv_ground_total_area_pv_panels_m2: NECB_Default :pv_ground_type: NECB_Default :rotation_degrees: '90.0' :run_annual_simulation: true :s3_bucket: '834599497928' :scale_x: '1.0' :scale_y: '1.0' :scale_z: '1.0' :scenario: optimize :shw_eff: NECB_Default :skylight_cond: NECB_Default :skylight_solar_trans: NECB_Default :srr_set: '0.0' :template: NECB2017 docker_command: docker run --rm -v C:\Users\plopez\PycharmProjects\btap_batch\examples\idp\idp_example_opt\032a3b1b-5a87-4d55-9cb2-4fbb90ffb270\output:/btap_costing/utilities/btap_cli/output -v C:\Users\plopez\PycharmProjects\btap_batch\examples\idp\idp_example_opt\032a3b1b-5a87-4d55-9cb2-4fbb90ffb270\input\536735e8-145e-40fd-8da5-970d0cb035e9:/btap_costing/utilities/btap_cli/input btap_private_cli bundle exec ruby btap_cli.rb | idp_example_opt | 032a3b1b-5a87-4d55-9cb2-4fbb90ffb270 | 536735e8-145e-40fd-8da5-970d0cb035e9 | NECB2017 | FullServiceRestaurant | Electricity | Electricity | CAN_QC_Montreal-Trudeau.Intl.AP.716270_CWEC2016.epw | nsga2 |  | CO2_based_DCV | NECB_Default | NECB_Default | Plate-All | 0.314 | 0.183 | 0.121 | 2.4 | NECB_Default | add_daylighting_controls | NECB_Default | NECB_Default | NECB_Default | 0.568 | NECB_Default | 0.210 | 1.6 | 1.6 | 1.6 | NECB_Default | NECB_Default | 0.5 | NECB_Default | NECB_Default | 0 | 90 | 1 | 1 | 1 | NECB_Default | NECB_Default | NECB_Default | NECB_Default | NECB_Default | Carrier WeatherExpert | NECB_Default | NECB_Default | NECB_Default | NECB_Default | NECB_Default | NECB_Default | NECB_Default | NECB_Default | NECB_Default | NECB_Default | local | 834599497928 | btap_private_cli | 0 | TRUE | TRUE | 1 | optimize | 124.8799 | 18.4973 | 10.4666 | 125.1916 | 511.15 | 845.2233 | 37.3 | FullServiceRestaurant |  |  | 0 | FullServiceRestaurant | 1 |  | 1 | NECB2017 | 0.35452 | 2384.1067 | 244.3993 | 12.3147 | 64.9441 | 31.8231 | 818.121 | 464.6399 | MONTREAL | QUEBEC | 0.27193 | 0 | 0 | 0.27193 | 17.3189 | 0 | 0 | 17.3189 | 0 | 0.04034 | 0 | 0 | 0.69976 | 0.21947 | 0.013969 | 0.037699 | 0.067182 | 0.16792 | 0 | 0 | 0.69976 | 0.15318 | 155.8457 | 0 | 37.3 | 0.757 | [5 empty] | 0.121 | 0.314 | 2.4 |  | 0 | Montreal-Trudeau Intl AP | CAN | 323 | 4090 | 45.471 | -73.741 | 6 | 4400 | QC | CAN_QC_Montreal-Trudeau.Intl.AP.716270_CWEC2016.epw | 0.69976 | 18.4973 | 124.8799 | 7.5507 | 18.099 | FALSE | FALSE | TRUE | FALSE | 12.385 | 16.2697 | 0 | 0.21423 | 0.0048524 | 78.3 | 0 | 44.149 | 1.0279 | 0.023283 | 375.71 | 0 | 0.69976 | 31.67 | 19.33 | 0 | 0 |  | file:///C:\Users\plopez\PycharmProjects\btap_batch\examples\idp\idp_example_opt\032a3b1b-5a87-4d55-9cb2-4fbb90ffb270\output\536735e8-145e-40fd-8da5-970d0cb035e9 | 1.0.002 |  | docker run --rm -v C:\Users\plopez\PycharmProjects\btap_batch\examples\idp\idp_example_opt\032a3b1b-5a87-4d55-9cb2-4fbb90ffb270\output:/btap_costing/utilities/btap_cli/output -v C:\Users\plopez\PycharmProjects\btap_batch\examples\idp\idp_example_opt\032a3b1b-5a87-4d55-9cb2-4fbb90ffb270\input\536735e8-145e-40fd-8da5-970d0cb035e9:/btap_costing/utilities/btap_cli/input btap_private_cli bundle exec ruby btap_cli.rb | -18.8 | -18.8 | 1 | 57.4 | 52 | tier_3 | 52
100 | 29 |  | TRUE | 65 | 2 | 0 | 134.0963 | nrcan_prod | nrcan_prod | 3.0.1 | 0.1 | 2021-09-24 19:53:09 +0000 | 438c2ebff | 0.2.14 | :adv_dx_units: Carrier WeatherExpert :airloop_economizer_type: NECB_Default :algorithm: :eta: 3.0 :minimize_objectives: - heating_peak_w_per_m_sq - cost_utility_ghg_total_kg_per_m_sq - energy_eui_total_gj_per_m_sq :n_generations: 2 :population: 30 :prob: 0.85 :type: nsga2 :algorithm_type: nsga2 :analysis_id: 032a3b1b-5a87-4d55-9cb2-4fbb90ffb270 :analysis_name: idp_example_opt :boiler_eff: NECB_Default :btap_batch_version: 1.0.002 :btap_costing_branch: nrcan_prod :building_type: FullServiceRestaurant :chiller_type: NECB_Default :compute_environment: local :datapoint_id: eb0bf50a-87b7-4c29-8230-d6bfe8052ad7 :daylighting_type: NECB_Default :dcv_type: CO2_based_DCV :door_construction_cond: '2.4' :ecm_system_name: NECB_Default :electrical_loads_scale: NECB_Default :enable_costing: true :epw_file: CAN_QC_Montreal-Trudeau.Intl.AP.716270_CWEC2016.epw :erv_package: Plate-All :ext_floor_cond: '0.142' :ext_roof_cond: '0.121' :ext_wall_cond: NECB_Default :fdwr_set: NECB_Default :fixed_wind_solar_trans: '0.5' :fixed_window_cond: '1.6' :furnace_eff: NECB_Default :glass_door_cond: '2.2' :glass_door_solar_trans: NECB_Default :ground_floor_cond: NECB_Default :ground_roof_cond: '0.210' :ground_wall_cond: '0.568' :image_name: btap_private_cli :infiltration_scale: NECB_Default :kill_database: true :lights_scale: NECB_Default :lights_type: NECB_Default :no_of_threads: null :nocache: false :nv_delta_temp_in_out: NECB_Default :nv_opening_fraction: NECB_Default :nv_temp_out_min: NECB_Default :nv_type: NECB_Default :oa_scale: NECB_Default :occupancy_loads_scale: NECB_Default :os_standards_branch: nrcan_prod :os_version: 3.0.1 :output_meters: [] :output_variables: [] :overhead_door_cond: NECB_Default :primary_heating_fuel: Electricity :pv_ground_azimuth_angle: NECB_Default :pv_ground_module_description: NECB_Default :pv_ground_tilt_angle: NECB_Default :pv_ground_total_area_pv_panels_m2: NECB_Default :pv_ground_type: NECB_Default :rotation_degrees: '90.0' :run_annual_simulation: true :s3_bucket: '834599497928' :scale_x: '1.0' :scale_y: '1.0' :scale_z: '1.0' :scenario: optimize :shw_eff: NECB_Default :skylight_cond: NECB_Default :skylight_solar_trans: NECB_Default :srr_set: '0.0' :template: NECB2017 docker_command: docker run --rm -v C:\Users\plopez\PycharmProjects\btap_batch\examples\idp\idp_example_opt\032a3b1b-5a87-4d55-9cb2-4fbb90ffb270\output:/btap_costing/utilities/btap_cli/output -v C:\Users\plopez\PycharmProjects\btap_batch\examples\idp\idp_example_opt\032a3b1b-5a87-4d55-9cb2-4fbb90ffb270\input\eb0bf50a-87b7-4c29-8230-d6bfe8052ad7:/btap_costing/utilities/btap_cli/input btap_private_cli bundle exec ruby btap_cli.rb | idp_example_opt | 032a3b1b-5a87-4d55-9cb2-4fbb90ffb270 | eb0bf50a-87b7-4c29-8230-d6bfe8052ad7 | NECB2017 | FullServiceRestaurant | Electricity | Electricity | CAN_QC_Montreal-Trudeau.Intl.AP.716270_CWEC2016.epw | nsga2 |  | CO2_based_DCV | NECB_Default | NECB_Default | Plate-All | NECB_Default | 0.142 | 0.121 | 1.6 | NECB_Default | NECB_Default | NECB_Default | NECB_Default | NECB_Default | 0.568 | NECB_Default | 0.210 | 2.4 | 2.2 | NECB_Default | NECB_Default | NECB_Default | 0.5 | NECB_Default | NECB_Default | 0 | 90 | 1 | 1 | 1 | NECB_Default | NECB_Default | NECB_Default | NECB_Default | NECB_Default | Carrier WeatherExpert | NECB_Default | NECB_Default | NECB_Default | NECB_Default | NECB_Default | NECB_Default | NECB_Default | NECB_Default | NECB_Default | NECB_Default | local | 834599497928 | btap_private_cli | 0 | TRUE | TRUE | 1 | optimize | 114.4234 | 18.457 | 6.2767 | 121.7407 | 511.15 | 845.2233 | 37.3 | FullServiceRestaurant |  |  | 0 | FullServiceRestaurant | 1 |  | 1 | NECB2017 | 0.35452 | 2384.1067 | 249.3288 | 10.8238 | 64.9441 | 31.8231 | 821.8909 | 464.9711 | MONTREAL | QUEBEC | 0.26652 | 0 | 0 | 0.26652 | 16.9742 | 0 | 0 | 16.9742 | 0 | 0.042453 | 0 | 0 | 0.68583 | 0.22003 | 0.012462 | 0.022596 | 0.067182 | 0.16792 | 0 | 0 | 0.68583 | 0.15318 | 145.4072 | 0 | 37.3 | 0.757 | [5 empty] | 0.121 | 0.247 | 1.6 |  | 0 | Montreal-Trudeau Intl AP | CAN | 323 | 4090 | 45.471 | -73.741 | 6 | 4400 | QC | CAN_QC_Montreal-Trudeau.Intl.AP.716270_CWEC2016.epw | 0.68583 | 18.457 | 114.4234 | 7.5507 | 18.099 | FALSE | FALSE | TRUE | FALSE | 12.385 | 16.2697 | 0 | 0.21423 | 0.0048524 | 78.3 | 0 | 44.149 | 1.0279 | 0.023283 | 375.71 | 0 | 0.68583 | 35 | 21.67 | 0 | 0 |  | file:///C:\Users\plopez\PycharmProjects\btap_batch\examples\idp\idp_example_opt\032a3b1b-5a87-4d55-9cb2-4fbb90ffb270\output\eb0bf50a-87b7-4c29-8230-d6bfe8052ad7 | 1.0.002 |  | docker run --rm -v C:\Users\plopez\PycharmProjects\btap_batch\examples\idp\idp_example_opt\032a3b1b-5a87-4d55-9cb2-4fbb90ffb270\output:/btap_costing/utilities/btap_cli/output -v C:\Users\plopez\PycharmProjects\btap_batch\examples\idp\idp_example_opt\032a3b1b-5a87-4d55-9cb2-4fbb90ffb270\input\eb0bf50a-87b7-4c29-8230-d6bfe8052ad7:/btap_costing/utilities/btap_cli/input btap_private_cli bundle exec ruby btap_cli.rb | -19.1 | -19.1 | 1 | 60.3 | 53 | tier_3 | 53
101 | 30 |  | TRUE | 63 | 2 | 0 | 115.0295 | nrcan_prod | nrcan_prod | 3.0.1 | 0.1 | 2021-09-24 19:55:10 +0000 | 438c2ebff | 0.2.14 | :adv_dx_units: Carrier WeatherExpert :airloop_economizer_type: NECB_Default :algorithm: :eta: 3.0 :minimize_objectives: - heating_peak_w_per_m_sq - cost_utility_ghg_total_kg_per_m_sq - energy_eui_total_gj_per_m_sq :n_generations: 2 :population: 30 :prob: 0.85 :type: nsga2 :algorithm_type: nsga2 :analysis_id: 032a3b1b-5a87-4d55-9cb2-4fbb90ffb270 :analysis_name: idp_example_opt :boiler_eff: NECB_Default :btap_batch_version: 1.0.002 :btap_costing_branch: nrcan_prod :building_type: FullServiceRestaurant :chiller_type: NECB_Default :compute_environment: local :datapoint_id: 23018a1f-5cf9-454f-bf89-7c52f05b6d83 :daylighting_type: NECB_Default :dcv_type: CO2_based_DCV :door_construction_cond: '2.4' :ecm_system_name: NECB_Default :electrical_loads_scale: NECB_Default :enable_costing: true :epw_file: CAN_QC_Montreal-Trudeau.Intl.AP.716270_CWEC2016.epw :erv_package: Rotary-All :ext_floor_cond: NECB_Default :ext_roof_cond: '0.227' :ext_wall_cond: '0.314' :fdwr_set: NECB_Default :fixed_wind_solar_trans: '0.4' :fixed_window_cond: '2.2' :furnace_eff: NECB_Default :glass_door_cond: '1.6' :glass_door_solar_trans: NECB_Default :ground_floor_cond: '0.379' :ground_roof_cond: '0.210' :ground_wall_cond: NECB_Default :image_name: btap_private_cli :infiltration_scale: NECB_Default :kill_database: true :lights_scale: NECB_Default :lights_type: NECB_Default :no_of_threads: null :nocache: false :nv_delta_temp_in_out: NECB_Default :nv_opening_fraction: NECB_Default :nv_temp_out_min: NECB_Default :nv_type: NECB_Default :oa_scale: NECB_Default :occupancy_loads_scale: NECB_Default :os_standards_branch: nrcan_prod :os_version: 3.0.1 :output_meters: [] :output_variables: [] :overhead_door_cond: '2.2' :primary_heating_fuel: Electricity :pv_ground_azimuth_angle: NECB_Default :pv_ground_module_description: NECB_Default :pv_ground_tilt_angle: NECB_Default :pv_ground_total_area_pv_panels_m2: NECB_Default :pv_ground_type: NECB_Default :rotation_degrees: '90.0' :run_annual_simulation: true :s3_bucket: '834599497928' :scale_x: '1.0' :scale_y: '1.0' :scale_z: '1.0' :scenario: optimize :shw_eff: NECB_Default :skylight_cond: NECB_Default :skylight_solar_trans: NECB_Default :srr_set: '0.0' :template: NECB2017 docker_command: docker run --rm -v C:\Users\plopez\PycharmProjects\btap_batch\examples\idp\idp_example_opt\032a3b1b-5a87-4d55-9cb2-4fbb90ffb270\output:/btap_costing/utilities/btap_cli/output -v C:\Users\plopez\PycharmProjects\btap_batch\examples\idp\idp_example_opt\032a3b1b-5a87-4d55-9cb2-4fbb90ffb270\input\23018a1f-5cf9-454f-bf89-7c52f05b6d83:/btap_costing/utilities/btap_cli/input btap_private_cli bundle exec ruby btap_cli.rb | idp_example_opt | 032a3b1b-5a87-4d55-9cb2-4fbb90ffb270 | 23018a1f-5cf9-454f-bf89-7c52f05b6d83 | NECB2017 | FullServiceRestaurant | Electricity | Electricity | CAN_QC_Montreal-Trudeau.Intl.AP.716270_CWEC2016.epw | nsga2 |  | CO2_based_DCV | NECB_Default | NECB_Default | Rotary-All | 0.314 | NECB_Default | 0.227 | 2.2 | NECB_Default | NECB_Default | NECB_Default | NECB_Default | NECB_Default | NECB_Default | 0.379 | 0.210 | 2.4 | 1.6 | 2.2 | NECB_Default | NECB_Default | 0.4 | NECB_Default | NECB_Default | 0 | 90 | 1 | 1 | 1 | NECB_Default | NECB_Default | NECB_Default | NECB_Default | NECB_Default | Carrier WeatherExpert | NECB_Default | NECB_Default | NECB_Default | NECB_Default | NECB_Default | NECB_Default | NECB_Default | NECB_Default | NECB_Default | NECB_Default | local | 834599497928 | btap_private_cli | 0 | TRUE | TRUE | 1 | optimize | 130.4489 | 17.8321 | 13.5588 | 126.4578 | 511.15 | 845.2233 | 37.3 | FullServiceRestaurant |  |  | 0 | FullServiceRestaurant | 1 |  | 1 | NECB2017 | 0.35452 | 2384.1067 | 240.2989 | 12.9122 | 64.9441 | 31.8231 | 810.5269 | 460.5487 | MONTREAL | QUEBEC | 0.27431 | 0 | 0 | 0.27431 | 17.4705 | 0 | 0 | 17.4705 | 0 | 0.038638 | 0 | 0 | 0.70586 | 0.21461 | 0.015514 | 0.048812 | 0.067182 | 0.16792 | 0 | 0 | 0.70586 | 0.15318 | 161.191 | 0 | 37.3 | 0.379 | [5 empty] | 0.227 | 0.314 | 2.2 |  | 0 | Montreal-Trudeau Intl AP | CAN | 323 | 4090 | 45.471 | -73.741 | 6 | 4400 | QC | CAN_QC_Montreal-Trudeau.Intl.AP.716270_CWEC2016.epw | 0.70588 | 17.8321 | 130.4489 | 7.5507 | 18.0989 | FALSE | FALSE | TRUE | FALSE | 12.385 | 16.2696 | 0 | 0.21423 | 0.0048524 | 78.3 | 0 | 44.149 | 1.0279 | 0.023283 | 375.71 | 0 | 0.70586 | 28.83 | 17.5 | 0 | 0 |  | file:///C:\Users\plopez\PycharmProjects\btap_batch\examples\idp\idp_example_opt\032a3b1b-5a87-4d55-9cb2-4fbb90ffb270\output\23018a1f-5cf9-454f-bf89-7c52f05b6d83 | 1.0.002 |  | docker run --rm -v C:\Users\plopez\PycharmProjects\btap_batch\examples\idp\idp_example_opt\032a3b1b-5a87-4d55-9cb2-4fbb90ffb270\output:/btap_costing/utilities/btap_cli/output -v C:\Users\plopez\PycharmProjects\btap_batch\examples\idp\idp_example_opt\032a3b1b-5a87-4d55-9cb2-4fbb90ffb270\input\23018a1f-5cf9-454f-bf89-7c52f05b6d83:/btap_costing/utilities/btap_cli/input btap_private_cli bundle exec ruby btap_cli.rb | -18.6 | -18.6 | 1 | 56 | 51.6 | tier_3 | 51.6
102 | 31 |  | TRUE | 63 | 2 | 0 | 115.6991 | nrcan_prod | nrcan_prod | 3.0.1 | 0.1 | 2021-09-24 19:55:09 +0000 | 438c2ebff | 0.2.14 | :adv_dx_units: Carrier WeatherExpert :airloop_economizer_type: NECB_Default :algorithm: :eta: 3.0 :minimize_objectives: - heating_peak_w_per_m_sq - cost_utility_ghg_total_kg_per_m_sq - energy_eui_total_gj_per_m_sq :n_generations: 2 :population: 30 :prob: 0.85 :type: nsga2 :algorithm_type: nsga2 :analysis_id: 032a3b1b-5a87-4d55-9cb2-4fbb90ffb270 :analysis_name: idp_example_opt :boiler_eff: NECB_Default :btap_batch_version: 1.0.002 :btap_costing_branch: nrcan_prod :building_type: FullServiceRestaurant :chiller_type: NECB_Default :compute_environment: local :datapoint_id: fe275bb1-16c3-4644-9a6b-54cf5eab68c2 :daylighting_type: NECB_Default :dcv_type: CO2_based_DCV :door_construction_cond: '2.4' :ecm_system_name: NECB_Default :electrical_loads_scale: NECB_Default :enable_costing: true :epw_file: CAN_QC_Montreal-Trudeau.Intl.AP.716270_CWEC2016.epw :erv_package: Plate-All :ext_floor_cond: '0.142' :ext_roof_cond: '0.121' :ext_wall_cond: NECB_Default :fdwr_set: NECB_Default :fixed_wind_solar_trans: NECB_Default :fixed_window_cond: '1.6' :furnace_eff: NECB_Default :glass_door_cond: '2.2' :glass_door_solar_trans: NECB_Default :ground_floor_cond: NECB_Default :ground_roof_cond: '0.210' :ground_wall_cond: '0.568' :image_name: btap_private_cli :infiltration_scale: NECB_Default :kill_database: true :lights_scale: NECB_Default :lights_type: LED :no_of_threads: null :nocache: false :nv_delta_temp_in_out: NECB_Default :nv_opening_fraction: NECB_Default :nv_temp_out_min: NECB_Default :nv_type: NECB_Default :oa_scale: NECB_Default :occupancy_loads_scale: NECB_Default :os_standards_branch: nrcan_prod :os_version: 3.0.1 :output_meters: [] :output_variables: [] :overhead_door_cond: NECB_Default :primary_heating_fuel: Electricity :pv_ground_azimuth_angle: NECB_Default :pv_ground_module_description: NECB_Default :pv_ground_tilt_angle: NECB_Default :pv_ground_total_area_pv_panels_m2: NECB_Default :pv_ground_type: NECB_Default :rotation_degrees: '90.0' :run_annual_simulation: true :s3_bucket: '834599497928' :scale_x: '1.0' :scale_y: '1.0' :scale_z: '1.0' :scenario: optimize :shw_eff: NECB_Default :skylight_cond: NECB_Default :skylight_solar_trans: NECB_Default :srr_set: '0.0' :template: NECB2017 docker_command: docker run --rm -v C:\Users\plopez\PycharmProjects\btap_batch\examples\idp\idp_example_opt\032a3b1b-5a87-4d55-9cb2-4fbb90ffb270\output:/btap_costing/utilities/btap_cli/output -v C:\Users\plopez\PycharmProjects\btap_batch\examples\idp\idp_example_opt\032a3b1b-5a87-4d55-9cb2-4fbb90ffb270\input\fe275bb1-16c3-4644-9a6b-54cf5eab68c2:/btap_costing/utilities/btap_cli/input btap_private_cli bundle exec ruby btap_cli.rb | idp_example_opt | 032a3b1b-5a87-4d55-9cb2-4fbb90ffb270 | fe275bb1-16c3-4644-9a6b-54cf5eab68c2 | NECB2017 | FullServiceRestaurant | Electricity | Electricity | CAN_QC_Montreal-Trudeau.Intl.AP.716270_CWEC2016.epw | nsga2 |  | CO2_based_DCV | LED | NECB_Default | Plate-All | NECB_Default | 0.142 | 0.121 | 1.6 | NECB_Default | NECB_Default | NECB_Default | NECB_Default | NECB_Default | 0.568 | NECB_Default | 0.210 | 2.4 | 2.2 | NECB_Default | NECB_Default | NECB_Default | NECB_Default | NECB_Default | NECB_Default | 0 | 90 | 1 | 1 | 1 | NECB_Default | NECB_Default | NECB_Default | NECB_Default | NECB_Default | Carrier WeatherExpert | NECB_Default | NECB_Default | NECB_Default | NECB_Default | NECB_Default | NECB_Default | NECB_Default | NECB_Default | NECB_Default | NECB_Default | local | 834599497928 | btap_private_cli | 0 | TRUE | TRUE | 1 | optimize | 111.2019 | 18.0297 | 5.4018 | 124.7949 | 511.15 | 845.2233 | 37.3 | FullServiceRestaurant |  |  | 0 | FullServiceRestaurant | 1 |  | 1 | NECB2017 | 0.35452 | 2384.1067 | 249.0544 | 10.8238 | 141.9767 | 31.8231 | 921.8156 | 488.1376 | MONTREAL | QUEBEC | 0.27075 | 0 | 0 | 0.27075 | 17.2439 | 0 | 0 | 17.2439 | 0 | 0.047364 | 0 | 0 | 0.69668 | 0.22927 | 0.012325 | 0.019446 | 0.067182 | 0.16792 | 0 | 0 | 0.69668 | 0.15318 | 142.6077 | 0 | 37.3 | 0.757 | [5 empty] | 0.121 | 0.247 | 1.6 |  | 0 | Montreal-Trudeau Intl AP | CAN | 323 | 4090 | 45.471 | -73.741 | 6 | 4400 | QC | CAN_QC_Montreal-Trudeau.Intl.AP.716270_CWEC2016.epw | 0.69671 | 18.0297 | 111.2019 | 7.5507 | 18.0988 | FALSE | FALSE | TRUE | FALSE | 12.385 | 16.2696 | 0 | 0.21423 | 0.0048524 | 78.3 | 0 | 44.149 | 1.0279 | 0.023283 | 375.71 | 0 | 0.69668 | 42.67 | 27 | 0 | 0 |  | file:///C:\Users\plopez\PycharmProjects\btap_batch\examples\idp\idp_example_opt\032a3b1b-5a87-4d55-9cb2-4fbb90ffb270\output\fe275bb1-16c3-4644-9a6b-54cf5eab68c2 | 1.0.002 |  | docker run --rm -v C:\Users\plopez\PycharmProjects\btap_batch\examples\idp\idp_example_opt\032a3b1b-5a87-4d55-9cb2-4fbb90ffb270\output:/btap_costing/utilities/btap_cli/output -v C:\Users\plopez\PycharmProjects\btap_batch\examples\idp\idp_example_opt\032a3b1b-5a87-4d55-9cb2-4fbb90ffb270\input\fe275bb1-16c3-4644-9a6b-54cf5eab68c2:/btap_costing/utilities/btap_cli/input btap_private_cli bundle exec ruby btap_cli.rb | -18.8 | -18.8 | 1 | 61.1 | 52.2 | tier_3 | 52.2
103 | 32 |  | TRUE | 65 | 2 | 0 | 133.6716 | nrcan_prod | nrcan_prod | 3.0.1 | 0.1 | 2021-09-24 19:53:10 +0000 | 438c2ebff | 0.2.14 | :adv_dx_units: Carrier WeatherExpert :airloop_economizer_type: NECB_Default :algorithm: :eta: 3.0 :minimize_objectives: - heating_peak_w_per_m_sq - cost_utility_ghg_total_kg_per_m_sq - energy_eui_total_gj_per_m_sq :n_generations: 2 :population: 30 :prob: 0.85 :type: nsga2 :algorithm_type: nsga2 :analysis_id: 032a3b1b-5a87-4d55-9cb2-4fbb90ffb270 :analysis_name: idp_example_opt :boiler_eff: NECB_Default :btap_batch_version: 1.0.002 :btap_costing_branch: nrcan_prod :building_type: FullServiceRestaurant :chiller_type: NECB_Default :compute_environment: local :datapoint_id: 5358eadd-150d-46a3-ab65-da608099d389 :daylighting_type: add_daylighting_controls :dcv_type: Occupancy_based_DCV :door_construction_cond: '2.4' :ecm_system_name: NECB_Default :electrical_loads_scale: NECB_Default :enable_costing: true :epw_file: CAN_QC_Montreal-Trudeau.Intl.AP.716270_CWEC2016.epw :erv_package: Rotary-All :ext_floor_cond: NECB_Default :ext_roof_cond: NECB_Default :ext_wall_cond: NECB_Default :fdwr_set: NECB_Default :fixed_wind_solar_trans: '0.2' :fixed_window_cond: '2.4' :furnace_eff: NECB_Default :glass_door_cond: '2.4' :glass_door_solar_trans: NECB_Default :ground_floor_cond: '0.758' :ground_roof_cond: NECB_Default :ground_wall_cond: '0.210' :image_name: btap_private_cli :infiltration_scale: NECB_Default :kill_database: true :lights_scale: NECB_Default :lights_type: NECB_Default :no_of_threads: null :nocache: false :nv_delta_temp_in_out: NECB_Default :nv_opening_fraction: NECB_Default :nv_temp_out_min: NECB_Default :nv_type: NECB_Default :oa_scale: NECB_Default :occupancy_loads_scale: NECB_Default :os_standards_branch: nrcan_prod :os_version: 3.0.1 :output_meters: [] :output_variables: [] :overhead_door_cond: '2.4' :primary_heating_fuel: Electricity :pv_ground_azimuth_angle: NECB_Default :pv_ground_module_description: NECB_Default :pv_ground_tilt_angle: NECB_Default :pv_ground_total_area_pv_panels_m2: NECB_Default :pv_ground_type: NECB_Default :rotation_degrees: '90.0' :run_annual_simulation: true :s3_bucket: '834599497928' :scale_x: '1.0' :scale_y: '1.0' :scale_z: '1.0' :scenario: optimize :shw_eff: NECB_Default :skylight_cond: NECB_Default :skylight_solar_trans: NECB_Default :srr_set: '0.0' :template: NECB2017 docker_command: docker run --rm -v C:\Users\plopez\PycharmProjects\btap_batch\examples\idp\idp_example_opt\032a3b1b-5a87-4d55-9cb2-4fbb90ffb270\output:/btap_costing/utilities/btap_cli/output -v C:\Users\plopez\PycharmProjects\btap_batch\examples\idp\idp_example_opt\032a3b1b-5a87-4d55-9cb2-4fbb90ffb270\input\5358eadd-150d-46a3-ab65-da608099d389:/btap_costing/utilities/btap_cli/input btap_private_cli bundle exec ruby btap_cli.rb | idp_example_opt | 032a3b1b-5a87-4d55-9cb2-4fbb90ffb270 | 5358eadd-150d-46a3-ab65-da608099d389 | NECB2017 | FullServiceRestaurant | Electricity | Electricity | CAN_QC_Montreal-Trudeau.Intl.AP.716270_CWEC2016.epw | nsga2 |  | Occupancy_based_DCV | NECB_Default | NECB_Default | Rotary-All | NECB_Default | NECB_Default | NECB_Default | 2.4 | NECB_Default | add_daylighting_controls | NECB_Default | NECB_Default | NECB_Default | 0.210 | 0.758 | NECB_Default | 2.4 | 2.4 | 2.4 | NECB_Default | NECB_Default | 0.2 | NECB_Default | NECB_Default | 0 | 90 | 1 | 1 | 1 | NECB_Default | NECB_Default | NECB_Default | NECB_Default | NECB_Default | Carrier WeatherExpert | NECB_Default | NECB_Default | NECB_Default | NECB_Default | NECB_Default | NECB_Default | NECB_Default | NECB_Default | NECB_Default | NECB_Default | local | 834599497928 | btap_private_cli | 0 | TRUE | TRUE | 1 | optimize | 292.524 | 14.4529 | 92.9766 | 196.9361 | 511.15 | 845.2233 | 37.3 | FullServiceRestaurant |  |  | 0 | FullServiceRestaurant | 1 |  | 1 | NECB2017 | 0.35452 | 2384.1067 | 240.4234 | 12.3147 | 64.9441 | 31.8231 | 766.2041 | 416.6989 | MONTREAL | QUEBEC | 0.38509 | 0 | 0 | 0.38509 | 24.5258 | 0 | 0 | 24.5258 | 0 | 0.026176 | 0 | 0 | 0.99092 | 0.19487 | 0.046855 | 0.33474 | 0.067182 | 0.16792 | 0 | 0 | 0.99092 | 0.15318 | 327.5927 | 0 | 37.3 | 0.758 | [5 empty] | 0.156 | 0.247 | 2.4 |  | 0 | Montreal-Trudeau Intl AP | CAN | 323 | 4090 | 45.471 | -73.741 | 6 | 4400 | QC | CAN_QC_Montreal-Trudeau.Intl.AP.716270_CWEC2016.epw | 0.99094 | 14.4529 | 292.524 | 7.5507 | 18.099 | TRUE | FALSE | FALSE | FALSE | 12.385 | 16.2697 | 0 | 0.21423 | 0.0048524 | 78.3 | 0 | 44.149 | 1.0279 | 0.023283 | 375.71 | 0 | 0.99092 | 17.5 | 7.83 | 0 | 0 |  | file:///C:\Users\plopez\PycharmProjects\btap_batch\examples\idp\idp_example_opt\032a3b1b-5a87-4d55-9cb2-4fbb90ffb270\output\5358eadd-150d-46a3-ab65-da608099d389 | 1.0.002 |  | docker run --rm -v C:\Users\plopez\PycharmProjects\btap_batch\examples\idp\idp_example_opt\032a3b1b-5a87-4d55-9cb2-4fbb90ffb270\output:/btap_costing/utilities/btap_cli/output -v C:\Users\plopez\PycharmProjects\btap_batch\examples\idp\idp_example_opt\032a3b1b-5a87-4d55-9cb2-4fbb90ffb270\input\5358eadd-150d-46a3-ab65-da608099d389:/btap_costing/utilities/btap_cli/input btap_private_cli bundle exec ruby btap_cli.rb | -11.6 | -11.6 | 1 | 10.5 | 32 | tier_2 | 32
104 | 33 |  | TRUE | 63 | 2 | 0 | 115.8142 | nrcan_prod | nrcan_prod | 3.0.1 | 0.1 | 2021-09-24 19:55:10 +0000 | 438c2ebff | 0.2.14 | :adv_dx_units: Carrier WeatherExpert :airloop_economizer_type: NECB_Default :algorithm: :eta: 3.0 :minimize_objectives: - heating_peak_w_per_m_sq - cost_utility_ghg_total_kg_per_m_sq - energy_eui_total_gj_per_m_sq :n_generations: 2 :population: 30 :prob: 0.85 :type: nsga2 :algorithm_type: nsga2 :analysis_id: 032a3b1b-5a87-4d55-9cb2-4fbb90ffb270 :analysis_name: idp_example_opt :boiler_eff: NECB_Default :btap_batch_version: 1.0.002 :btap_costing_branch: nrcan_prod :building_type: FullServiceRestaurant :chiller_type: NECB_Default :compute_environment: local :datapoint_id: 2b2156e5-538a-4e6c-adec-fad17aadf827 :daylighting_type: NECB_Default :dcv_type: CO2_based_DCV :door_construction_cond: '2.4' :ecm_system_name: NECB_Default :electrical_loads_scale: NECB_Default :enable_costing: true :epw_file: CAN_QC_Montreal-Trudeau.Intl.AP.716270_CWEC2016.epw :erv_package: Plate-All :ext_floor_cond: '0.142' :ext_roof_cond: '0.121' :ext_wall_cond: NECB_Default :fdwr_set: NECB_Default :fixed_wind_solar_trans: '0.5' :fixed_window_cond: '2.2' :furnace_eff: NECB_Default :glass_door_cond: '2.2' :glass_door_solar_trans: NECB_Default :ground_floor_cond: '0.758' :ground_roof_cond: '0.210' :ground_wall_cond: '0.568' :image_name: btap_private_cli :infiltration_scale: NECB_Default :kill_database: true :lights_scale: NECB_Default :lights_type: NECB_Default :no_of_threads: null :nocache: false :nv_delta_temp_in_out: NECB_Default :nv_opening_fraction: NECB_Default :nv_temp_out_min: NECB_Default :nv_type: NECB_Default :oa_scale: NECB_Default :occupancy_loads_scale: NECB_Default :os_standards_branch: nrcan_prod :os_version: 3.0.1 :output_meters: [] :output_variables: [] :overhead_door_cond: NECB_Default :primary_heating_fuel: Electricity :pv_ground_azimuth_angle: NECB_Default :pv_ground_module_description: NECB_Default :pv_ground_tilt_angle: NECB_Default :pv_ground_total_area_pv_panels_m2: NECB_Default :pv_ground_type: NECB_Default :rotation_degrees: '90.0' :run_annual_simulation: true :s3_bucket: '834599497928' :scale_x: '1.0' :scale_y: '1.0' :scale_z: '1.0' :scenario: optimize :shw_eff: NECB_Default :skylight_cond: NECB_Default :skylight_solar_trans: NECB_Default :srr_set: '0.0' :template: NECB2017 docker_command: docker run --rm -v C:\Users\plopez\PycharmProjects\btap_batch\examples\idp\idp_example_opt\032a3b1b-5a87-4d55-9cb2-4fbb90ffb270\output:/btap_costing/utilities/btap_cli/output -v C:\Users\plopez\PycharmProjects\btap_batch\examples\idp\idp_example_opt\032a3b1b-5a87-4d55-9cb2-4fbb90ffb270\input\2b2156e5-538a-4e6c-adec-fad17aadf827:/btap_costing/utilities/btap_cli/input btap_private_cli bundle exec ruby btap_cli.rb | idp_example_opt | 032a3b1b-5a87-4d55-9cb2-4fbb90ffb270 | 2b2156e5-538a-4e6c-adec-fad17aadf827 | NECB2017 | FullServiceRestaurant | Electricity | Electricity | CAN_QC_Montreal-Trudeau.Intl.AP.716270_CWEC2016.epw | nsga2 |  | CO2_based_DCV | NECB_Default | NECB_Default | Plate-All | NECB_Default | 0.142 | 0.121 | 2.2 | NECB_Default | NECB_Default | NECB_Default | NECB_Default | NECB_Default | 0.568 | 0.758 | 0.210 | 2.4 | 2.2 | NECB_Default | NECB_Default | NECB_Default | 0.5 | NECB_Default | NECB_Default | 0 | 90 | 1 | 1 | 1 | NECB_Default | NECB_Default | NECB_Default | NECB_Default | NECB_Default | Carrier WeatherExpert | NECB_Default | NECB_Default | NECB_Default | NECB_Default | NECB_Default | NECB_Default | NECB_Default | NECB_Default | NECB_Default | NECB_Default | local | 834599497928 | btap_private_cli | 0 | TRUE | TRUE | 1 | optimize | 123.4036 | 18.4898 | 8.9721 | 123.9525 | 511.15 | 845.2233 | 37.3 | FullServiceRestaurant |  |  | 0 | FullServiceRestaurant | 1 |  | 1 | NECB2017 | 0.35452 | 2384.1067 | 244.9695 | 11.7183 | 64.9441 | 31.8231 | 818.1908 | 464.7358 | MONTREAL | QUEBEC | 0.26993 | 0 | 0 | 0.26993 | 17.1916 | 0 | 0 | 17.1916 | 0 | 0.040986 | 0 | 0 | 0.69459 | 0.21976 | 0.013264 | 0.0323 | 0.067182 | 0.16792 | 0 | 0 | 0.69459 | 0.15318 | 154.3743 | 0 | 37.3 | 0.758 | [5 empty] | 0.121 | 0.247 | 2.2 |  | 0 | Montreal-Trudeau Intl AP | CAN | 323 | 4090 | 45.471 | -73.741 | 6 | 4400 | QC | CAN_QC_Montreal-Trudeau.Intl.AP.716270_CWEC2016.epw | 0.69461 | 18.4898 | 123.4036 | 7.5507 | 18.0989 | FALSE | FALSE | TRUE | FALSE | 12.385 | 16.2696 | 0 | 0.21423 | 0.0048524 | 78.3 | 0 | 44.149 | 1.0279 | 0.023283 | 375.71 | 0 | 0.69459 | 32.17 | 19.83 | 0 | 0 |  | file:///C:\Users\plopez\PycharmProjects\btap_batch\examples\idp\idp_example_opt\032a3b1b-5a87-4d55-9cb2-4fbb90ffb270\output\2b2156e5-538a-4e6c-adec-fad17aadf827 | 1.0.002 |  | docker run --rm -v C:\Users\plopez\PycharmProjects\btap_batch\examples\idp\idp_example_opt\032a3b1b-5a87-4d55-9cb2-4fbb90ffb270\output:/btap_costing/utilities/btap_cli/output -v C:\Users\plopez\PycharmProjects\btap_batch\examples\idp\idp_example_opt\032a3b1b-5a87-4d55-9cb2-4fbb90ffb270\input\2b2156e5-538a-4e6c-adec-fad17aadf827:/btap_costing/utilities/btap_cli/input btap_private_cli bundle exec ruby btap_cli.rb | -18.9 | -18.9 | 1 | 57.8 | 52.4 | tier_3 | 52.4
105 | 34 |  | TRUE | 61 | 2 | 0 | 117.7111 | nrcan_prod | nrcan_prod | 3.0.1 | 0.1 | 2021-09-24 19:55:12 +0000 | 438c2ebff | 0.2.14 | :adv_dx_units: NECB_Default :airloop_economizer_type: NECB_Default :algorithm: :eta: 3.0 :minimize_objectives: - heating_peak_w_per_m_sq - cost_utility_ghg_total_kg_per_m_sq - energy_eui_total_gj_per_m_sq :n_generations: 2 :population: 30 :prob: 0.85 :type: nsga2 :algorithm_type: nsga2 :analysis_id: 032a3b1b-5a87-4d55-9cb2-4fbb90ffb270 :analysis_name: idp_example_opt :boiler_eff: NECB_Default :btap_batch_version: 1.0.002 :btap_costing_branch: nrcan_prod :building_type: FullServiceRestaurant :chiller_type: NECB_Default :compute_environment: local :datapoint_id: 231cd130-2311-4b9e-8cd4-0831c155df49 :daylighting_type: add_daylighting_controls :dcv_type: CO2_based_DCV :door_construction_cond: '2.4' :ecm_system_name: NECB_Default :electrical_loads_scale: NECB_Default :enable_costing: true :epw_file: CAN_QC_Montreal-Trudeau.Intl.AP.716270_CWEC2016.epw :erv_package: Rotary-All :ext_floor_cond: NECB_Default :ext_roof_cond: NECB_Default :ext_wall_cond: '0.183' :fdwr_set: NECB_Default :fixed_wind_solar_trans: '0.2' :fixed_window_cond: '1.6' :furnace_eff: NECB_Default :glass_door_cond: '2.2' :glass_door_solar_trans: NECB_Default :ground_floor_cond: '0.379' :ground_roof_cond: NECB_Default :ground_wall_cond: '0.568' :image_name: btap_private_cli :infiltration_scale: NECB_Default :kill_database: true :lights_scale: NECB_Default :lights_type: NECB_Default :no_of_threads: null :nocache: false :nv_delta_temp_in_out: NECB_Default :nv_opening_fraction: NECB_Default :nv_temp_out_min: NECB_Default :nv_type: NECB_Default :oa_scale: NECB_Default :occupancy_loads_scale: NECB_Default :os_standards_branch: nrcan_prod :os_version: 3.0.1 :output_meters: [] :output_variables: [] :overhead_door_cond: NECB_Default :primary_heating_fuel: Electricity :pv_ground_azimuth_angle: NECB_Default :pv_ground_module_description: NECB_Default :pv_ground_tilt_angle: NECB_Default :pv_ground_total_area_pv_panels_m2: NECB_Default :pv_ground_type: NECB_Default :rotation_degrees: '90.0' :run_annual_simulation: true :s3_bucket: '834599497928' :scale_x: '1.0' :scale_y: '1.0' :scale_z: '1.0' :scenario: optimize :shw_eff: NECB_Default :skylight_cond: NECB_Default :skylight_solar_trans: NECB_Default :srr_set: '0.0' :template: NECB2017 docker_command: docker run --rm -v C:\Users\plopez\PycharmProjects\btap_batch\examples\idp\idp_example_opt\032a3b1b-5a87-4d55-9cb2-4fbb90ffb270\output:/btap_costing/utilities/btap_cli/output -v C:\Users\plopez\PycharmProjects\btap_batch\examples\idp\idp_example_opt\032a3b1b-5a87-4d55-9cb2-4fbb90ffb270\input\231cd130-2311-4b9e-8cd4-0831c155df49:/btap_costing/utilities/btap_cli/input btap_private_cli bundle exec ruby btap_cli.rb | idp_example_opt | 032a3b1b-5a87-4d55-9cb2-4fbb90ffb270 | 231cd130-2311-4b9e-8cd4-0831c155df49 | NECB2017 | FullServiceRestaurant | Electricity | Electricity | CAN_QC_Montreal-Trudeau.Intl.AP.716270_CWEC2016.epw | nsga2 |  | CO2_based_DCV | NECB_Default | NECB_Default | Rotary-All | 0.183 | NECB_Default | NECB_Default | 1.6 | NECB_Default | add_daylighting_controls | NECB_Default | NECB_Default | NECB_Default | 0.568 | 0.379 | NECB_Default | 2.4 | 2.2 | NECB_Default | NECB_Default | NECB_Default | 0.2 | NECB_Default | NECB_Default | 0 | 90 | 1 | 1 | 1 | NECB_Default | NECB_Default | NECB_Default | NECB_Default | NECB_Default | NECB_Default | NECB_Default | NECB_Default | NECB_Default | NECB_Default | NECB_Default | NECB_Default | NECB_Default | NECB_Default | NECB_Default | NECB_Default | local | 834599497928 | btap_private_cli | 0 | TRUE | TRUE | 1 | optimize | 124.855 | 20.9015 | 9.7438 | 119.2083 | 511.15 | 845.2233 | 37.3 | FullServiceRestaurant |  |  | 0 | FullServiceRestaurant | 1 |  | 1 | NECB2017 | 0.35452 | 2384.1067 | 247.7728 | 11.1219 | 64.9441 | 31.8231 | 771.1895 | 415.5275 | MONTREAL | QUEBEC | 0.2635 | 0 | 0 | 0.2635 | 16.782 | 0 | 0 | 16.782 | 0 | 0.041866 | 0 | 0 | 0.67804 | 0.19902 | 0.013792 | 0.035078 | 0.067182 | 0.16792 | 0 | 0 | 0.67804 | 0.15318 | 154.8785 | 0 | 37.3 | 0.379 | [5 empty] | 0.156 | 0.183 | 1.6 |  | 0 | Montreal-Trudeau Intl AP | CAN | 323 | 4090 | 45.471 | -73.741 | 6 | 4400 | QC | CAN_QC_Montreal-Trudeau.Intl.AP.716270_CWEC2016.epw | 0.67805 | 20.9015 | 124.855 | 7.5507 | 18.0989 | FALSE | FALSE | TRUE | FALSE | 12.385 | 16.2696 | 0 | 0.21423 | 0.0048524 | 78.3 | 0 | 44.149 | 1.0279 | 0.023283 | 375.71 | 0 | 0.67804 | 21.17 | 11.33 | 0 | 0 |  | file:///C:\Users\plopez\PycharmProjects\btap_batch\examples\idp\idp_example_opt\032a3b1b-5a87-4d55-9cb2-4fbb90ffb270\output\231cd130-2311-4b9e-8cd4-0831c155df49 | 1.0.002 |  | docker run --rm -v C:\Users\plopez\PycharmProjects\btap_batch\examples\idp\idp_example_opt\032a3b1b-5a87-4d55-9cb2-4fbb90ffb270\output:/btap_costing/utilities/btap_cli/output -v C:\Users\plopez\PycharmProjects\btap_batch\examples\idp\idp_example_opt\032a3b1b-5a87-4d55-9cb2-4fbb90ffb270\input\231cd130-2311-4b9e-8cd4-0831c155df49:/btap_costing/utilities/btap_cli/input btap_private_cli bundle exec ruby btap_cli.rb | -19.3 | -19.3 | 1 | 57.7 | 53.5 | tier_3 | 53.5
106 | 35 |  | TRUE | 59 | 2 | 0 | 119.0571 | nrcan_prod | nrcan_prod | 3.0.1 | 0.1 | 2021-09-24 19:55:12 +0000 | 438c2ebff | 0.2.14 | :adv_dx_units: Carrier WeatherExpert :airloop_economizer_type: NECB_Default :algorithm: :eta: 3.0 :minimize_objectives: - heating_peak_w_per_m_sq - cost_utility_ghg_total_kg_per_m_sq - energy_eui_total_gj_per_m_sq :n_generations: 2 :population: 30 :prob: 0.85 :type: nsga2 :algorithm_type: nsga2 :analysis_id: 032a3b1b-5a87-4d55-9cb2-4fbb90ffb270 :analysis_name: idp_example_opt :boiler_eff: NECB_Default :btap_batch_version: 1.0.002 :btap_costing_branch: nrcan_prod :building_type: FullServiceRestaurant :chiller_type: NECB_Default :compute_environment: local :datapoint_id: 1094eb87-f072-43b7-a8d3-d8a97da56d43 :daylighting_type: add_daylighting_controls :dcv_type: No_DCV :door_construction_cond: '2.4' :ecm_system_name: NECB_Default :electrical_loads_scale: NECB_Default :enable_costing: true :epw_file: CAN_QC_Montreal-Trudeau.Intl.AP.716270_CWEC2016.epw :erv_package: Plate-All :ext_floor_cond: '0.227' :ext_roof_cond: NECB_Default :ext_wall_cond: '0.183' :fdwr_set: NECB_Default :fixed_wind_solar_trans: '0.2' :fixed_window_cond: NECB_Default :furnace_eff: NECB_Default :glass_door_cond: '2.2' :glass_door_solar_trans: NECB_Default :ground_floor_cond: NECB_Default :ground_roof_cond: '0.568' :ground_wall_cond: '0.284' :image_name: btap_private_cli :infiltration_scale: NECB_Default :kill_database: true :lights_scale: NECB_Default :lights_type: NECB_Default :no_of_threads: null :nocache: false :nv_delta_temp_in_out: NECB_Default :nv_opening_fraction: NECB_Default :nv_temp_out_min: NECB_Default :nv_type: NECB_Default :oa_scale: NECB_Default :occupancy_loads_scale: NECB_Default :os_standards_branch: nrcan_prod :os_version: 3.0.1 :output_meters: [] :output_variables: [] :overhead_door_cond: '1.6' :primary_heating_fuel: Electricity :pv_ground_azimuth_angle: NECB_Default :pv_ground_module_description: NECB_Default :pv_ground_tilt_angle: NECB_Default :pv_ground_total_area_pv_panels_m2: NECB_Default :pv_ground_type: NECB_Default :rotation_degrees: '90.0' :run_annual_simulation: true :s3_bucket: '834599497928' :scale_x: '1.0' :scale_y: '1.0' :scale_z: '1.0' :scenario: optimize :shw_eff: NECB_Default :skylight_cond: NECB_Default :skylight_solar_trans: NECB_Default :srr_set: '0.0' :template: NECB2017 docker_command: docker run --rm -v C:\Users\plopez\PycharmProjects\btap_batch\examples\idp\idp_example_opt\032a3b1b-5a87-4d55-9cb2-4fbb90ffb270\output:/btap_costing/utilities/btap_cli/output -v C:\Users\plopez\PycharmProjects\btap_batch\examples\idp\idp_example_opt\032a3b1b-5a87-4d55-9cb2-4fbb90ffb270\input\1094eb87-f072-43b7-a8d3-d8a97da56d43:/btap_costing/utilities/btap_cli/input btap_private_cli bundle exec ruby btap_cli.rb | idp_example_opt | 032a3b1b-5a87-4d55-9cb2-4fbb90ffb270 | 1094eb87-f072-43b7-a8d3-d8a97da56d43 | NECB2017 | FullServiceRestaurant | Electricity | Electricity | CAN_QC_Montreal-Trudeau.Intl.AP.716270_CWEC2016.epw | nsga2 |  | No_DCV | NECB_Default | NECB_Default | Plate-All | 0.183 | 0.227 | NECB_Default | NECB_Default | NECB_Default | add_daylighting_controls | NECB_Default | NECB_Default | NECB_Default | 0.284 | NECB_Default | 0.568 | 2.4 | 2.2 | 1.6 | NECB_Default | NECB_Default | 0.2 | NECB_Default | NECB_Default | 0 | 90 | 1 | 1 | 1 | NECB_Default | NECB_Default | NECB_Default | NECB_Default | NECB_Default | Carrier WeatherExpert | NECB_Default | NECB_Default | NECB_Default | NECB_Default | NECB_Default | NECB_Default | NECB_Default | NECB_Default | NECB_Default | NECB_Default | local | 834599497928 | btap_private_cli | 0 | TRUE | TRUE | 1 | optimize | 341.3164 | 17.5547 | 50.6429 | 155.3469 | 511.15 | 845.2233 | 37.3 | FullServiceRestaurant |  |  | 0 | FullServiceRestaurant | 1 |  | 1 | NECB2017 | 0.35452 | 2384.1067 | 242.7057 | 11.4201 | 64.9441 | 31.8231 | 762.3048 | 411.4117 | MONTREAL | QUEBEC | 0.34059 | 0 | 0 | 0.34059 | 21.6923 | 0 | 0 | 21.6923 | 0 | 0.028348 | 0 | 0 | 0.87642 | 0.1954 | 0.08207 | 0.18231 | 0.067182 | 0.16792 | 0 | 0 | 0.87642 | 0.15318 | 371.5956 | 0 | 37.3 | 0.757 | [5 empty] | 0.156 | 0.183 | 1.9 |  | 0 | Montreal-Trudeau Intl AP | CAN | 323 | 4090 | 45.471 | -73.741 | 6 | 4400 | QC | CAN_QC_Montreal-Trudeau.Intl.AP.716270_CWEC2016.epw | 0.87644 | 17.5547 | 341.3164 | 7.5507 | 18.0989 | FALSE | FALSE | FALSE | FALSE | 12.385 | 16.2696 | 0 | 0.21423 | 0.0048524 | 78.3 | 0 | 44.149 | 1.0279 | 0.023283 | 375.71 | 0 | 0.87642 | 19.83 | 9 | 0 | 0 |  | file:///C:\Users\plopez\PycharmProjects\btap_batch\examples\idp\idp_example_opt\032a3b1b-5a87-4d55-9cb2-4fbb90ffb270\output\1094eb87-f072-43b7-a8d3-d8a97da56d43 | 1.0.002 |  | docker run --rm -v C:\Users\plopez\PycharmProjects\btap_batch\examples\idp\idp_example_opt\032a3b1b-5a87-4d55-9cb2-4fbb90ffb270\output:/btap_costing/utilities/btap_cli/output -v C:\Users\plopez\PycharmProjects\btap_batch\examples\idp\idp_example_opt\032a3b1b-5a87-4d55-9cb2-4fbb90ffb270\input\1094eb87-f072-43b7-a8d3-d8a97da56d43:/btap_costing/utilities/btap_cli/input btap_private_cli bundle exec ruby btap_cli.rb | -14.4 | -14.4 | 1 | -1.5 | 39.9 | tier_2 | 39.9
107 | 36 |  | TRUE | 56 | 0 | 0 | 95.5657 | nrcan_prod | nrcan_prod | 3.0.1 | 0.1 | 2021-09-24 19:55:06 +0000 | 438c2ebff | 0.2.14 | :adv_dx_units: Carrier WeatherExpert :airloop_economizer_type: NECB_Default :algorithm: :eta: 3.0 :minimize_objectives: - heating_peak_w_per_m_sq - cost_utility_ghg_total_kg_per_m_sq - energy_eui_total_gj_per_m_sq :n_generations: 2 :population: 30 :prob: 0.85 :type: nsga2 :algorithm_type: nsga2 :analysis_id: 032a3b1b-5a87-4d55-9cb2-4fbb90ffb270 :analysis_name: idp_example_opt :boiler_eff: NECB_Default :btap_batch_version: 1.0.002 :btap_costing_branch: nrcan_prod :building_type: FullServiceRestaurant :chiller_type: NECB_Default :compute_environment: local :datapoint_id: 20ca3163-b372-45d0-9a5b-001028260f9e :daylighting_type: NECB_Default :dcv_type: No_DCV :door_construction_cond: NECB_Default :ecm_system_name: NECB_Default :electrical_loads_scale: NECB_Default :enable_costing: true :epw_file: CAN_QC_Montreal-Trudeau.Intl.AP.716270_CWEC2016.epw :erv_package: NECB_Default :ext_floor_cond: '0.183' :ext_roof_cond: '0.162' :ext_wall_cond: '0.183' :fdwr_set: NECB_Default :fixed_wind_solar_trans: '0.6' :fixed_window_cond: '1.6' :furnace_eff: NECB_Default :glass_door_cond: '2.4' :glass_door_solar_trans: NECB_Default :ground_floor_cond: NECB_Default :ground_roof_cond: '0.210' :ground_wall_cond: NECB_Default :image_name: btap_private_cli :infiltration_scale: NECB_Default :kill_database: true :lights_scale: NECB_Default :lights_type: NECB_Default :no_of_threads: null :nocache: false :nv_delta_temp_in_out: NECB_Default :nv_opening_fraction: NECB_Default :nv_temp_out_min: NECB_Default :nv_type: NECB_Default :oa_scale: NECB_Default :occupancy_loads_scale: NECB_Default :os_standards_branch: nrcan_prod :os_version: 3.0.1 :output_meters: [] :output_variables: [] :overhead_door_cond: '2.2' :primary_heating_fuel: Electricity :pv_ground_azimuth_angle: NECB_Default :pv_ground_module_description: NECB_Default :pv_ground_tilt_angle: NECB_Default :pv_ground_total_area_pv_panels_m2: NECB_Default :pv_ground_type: NECB_Default :rotation_degrees: '90.0' :run_annual_simulation: true :s3_bucket: '834599497928' :scale_x: '1.0' :scale_y: '1.0' :scale_z: '1.0' :scenario: optimize :shw_eff: NECB_Default :skylight_cond: NECB_Default :skylight_solar_trans: NECB_Default :srr_set: '0.0' :template: NECB2017 docker_command: docker run --rm -v C:\Users\plopez\PycharmProjects\btap_batch\examples\idp\idp_example_opt\032a3b1b-5a87-4d55-9cb2-4fbb90ffb270\output:/btap_costing/utilities/btap_cli/output -v C:\Users\plopez\PycharmProjects\btap_batch\examples\idp\idp_example_opt\032a3b1b-5a87-4d55-9cb2-4fbb90ffb270\input\20ca3163-b372-45d0-9a5b-001028260f9e:/btap_costing/utilities/btap_cli/input btap_private_cli bundle exec ruby btap_cli.rb | idp_example_opt | 032a3b1b-5a87-4d55-9cb2-4fbb90ffb270 | 20ca3163-b372-45d0-9a5b-001028260f9e | NECB2017 | FullServiceRestaurant | Electricity | Electricity | CAN_QC_Montreal-Trudeau.Intl.AP.716270_CWEC2016.epw | nsga2 |  | No_DCV | NECB_Default | NECB_Default | NECB_Default | 0.183 | 0.183 | 0.162 | 1.6 | NECB_Default | NECB_Default | NECB_Default | NECB_Default | NECB_Default | NECB_Default | NECB_Default | 0.210 | NECB_Default | 2.4 | 2.2 | NECB_Default | NECB_Default | 0.6 | NECB_Default | NECB_Default | 0 | 90 | 1 | 1 | 1 | NECB_Default | NECB_Default | NECB_Default | NECB_Default | NECB_Default | Carrier WeatherExpert | NECB_Default | NECB_Default | NECB_Default | NECB_Default | NECB_Default | NECB_Default | NECB_Default | NECB_Default | NECB_Default | NECB_Default | local | 834599497928 | btap_private_cli | 0 | TRUE | TRUE | 1 | optimize | 333.5706 | 29.6308 | 194.0668 | 313.2968 | 511.15 | 845.2233 | 37.3 | FullServiceRestaurant |  |  | 0 | FullServiceRestaurant | 1 |  | 1 | NECB2017 | 0.35452 | 2384.1067 | 246.2459 | 11.1219 | 64.9441 | 31.8231 | 834.423 | 480.288 | MONTREAL | QUEBEC | 0.56156 | 0 | 0 | 0.56156 | 35.7651 | 0 | 0 | 35.7651 | 0 | 0.047168 | 0 | 0 | 1.445 | 0.22888 | 0.08207 | 0.69864 | 0.067182 | 0.16792 | 0 | 0 | 1.445 | 0.15318 | 363.4088 | 0 | 37.3 | 0.757 | [5 empty] | 0.162 | 0.183 | 1.6 |  | 0 | Montreal-Trudeau Intl AP | CAN | 323 | 4090 | 45.471 | -73.741 | 6 | 4400 | QC | CAN_QC_Montreal-Trudeau.Intl.AP.716270_CWEC2016.epw | 1.4451 | 29.6308 | 333.5706 | 7.5507 | 18.099 | FALSE | FALSE | FALSE | FALSE | 12.385 | 16.2697 | 0 | 0.21423 | 0.0048524 | 78.3 | 0 | 44.149 | 1.0279 | 0.023283 | 375.71 | 0 | 1.445 | 41.5 | 26.17 | 0 | 0 |  | file:///C:\Users\plopez\PycharmProjects\btap_batch\examples\idp\idp_example_opt\032a3b1b-5a87-4d55-9cb2-4fbb90ffb270\output\20ca3163-b372-45d0-9a5b-001028260f9e | 1.0.002 |  | docker run --rm -v C:\Users\plopez\PycharmProjects\btap_batch\examples\idp\idp_example_opt\032a3b1b-5a87-4d55-9cb2-4fbb90ffb270\output:/btap_costing/utilities/btap_cli/output -v C:\Users\plopez\PycharmProjects\btap_batch\examples\idp\idp_example_opt\032a3b1b-5a87-4d55-9cb2-4fbb90ffb270\input\20ca3163-b372-45d0-9a5b-001028260f9e:/btap_costing/utilities/btap_cli/input btap_private_cli bundle exec ruby btap_cli.rb | -0.3 | -0.3 | 1 | 0.8 | 0.9 | tier_1 | 0.9
108 | 37 |  | TRUE | 58 | 0 | 0 | 111.1268 | nrcan_prod | nrcan_prod | 3.0.1 | 0.1 | 2021-09-24 19:55:09 +0000 | 438c2ebff | 0.2.14 | :adv_dx_units: Carrier WeatherExpert :airloop_economizer_type: NECB_Default :algorithm: :eta: 3.0 :minimize_objectives: - heating_peak_w_per_m_sq - cost_utility_ghg_total_kg_per_m_sq - energy_eui_total_gj_per_m_sq :n_generations: 2 :population: 30 :prob: 0.85 :type: nsga2 :algorithm_type: nsga2 :analysis_id: 032a3b1b-5a87-4d55-9cb2-4fbb90ffb270 :analysis_name: idp_example_opt :boiler_eff: NECB_Default :btap_batch_version: 1.0.002 :btap_costing_branch: nrcan_prod :building_type: FullServiceRestaurant :chiller_type: NECB_Default :compute_environment: local :datapoint_id: 4b9e914f-d690-43be-ae1f-990440fb5495 :daylighting_type: NECB_Default :dcv_type: Occupancy_based_DCV :door_construction_cond: '2.2' :ecm_system_name: NECB_Default :electrical_loads_scale: NECB_Default :enable_costing: true :epw_file: CAN_QC_Montreal-Trudeau.Intl.AP.716270_CWEC2016.epw :erv_package: NECB_Default :ext_floor_cond: '0.142' :ext_roof_cond: '0.121' :ext_wall_cond: NECB_Default :fdwr_set: NECB_Default :fixed_wind_solar_trans: '0.4' :fixed_window_cond: '2.4' :furnace_eff: NECB_Default :glass_door_cond: '2.4' :glass_door_solar_trans: NECB_Default :ground_floor_cond: NECB_Default :ground_roof_cond: '0.284' :ground_wall_cond: '0.568' :image_name: btap_private_cli :infiltration_scale: NECB_Default :kill_database: true :lights_scale: NECB_Default :lights_type: NECB_Default :no_of_threads: null :nocache: false :nv_delta_temp_in_out: NECB_Default :nv_opening_fraction: NECB_Default :nv_temp_out_min: NECB_Default :nv_type: NECB_Default :oa_scale: NECB_Default :occupancy_loads_scale: NECB_Default :os_standards_branch: nrcan_prod :os_version: 3.0.1 :output_meters: [] :output_variables: [] :overhead_door_cond: '2.4' :primary_heating_fuel: Electricity :pv_ground_azimuth_angle: NECB_Default :pv_ground_module_description: NECB_Default :pv_ground_tilt_angle: NECB_Default :pv_ground_total_area_pv_panels_m2: NECB_Default :pv_ground_type: NECB_Default :rotation_degrees: '90.0' :run_annual_simulation: true :s3_bucket: '834599497928' :scale_x: '1.0' :scale_y: '1.0' :scale_z: '1.0' :scenario: optimize :shw_eff: NECB_Default :skylight_cond: NECB_Default :skylight_solar_trans: NECB_Default :srr_set: '0.0' :template: NECB2017 docker_command: docker run --rm -v C:\Users\plopez\PycharmProjects\btap_batch\examples\idp\idp_example_opt\032a3b1b-5a87-4d55-9cb2-4fbb90ffb270\output:/btap_costing/utilities/btap_cli/output -v C:\Users\plopez\PycharmProjects\btap_batch\examples\idp\idp_example_opt\032a3b1b-5a87-4d55-9cb2-4fbb90ffb270\input\4b9e914f-d690-43be-ae1f-990440fb5495:/btap_costing/utilities/btap_cli/input btap_private_cli bundle exec ruby btap_cli.rb | idp_example_opt | 032a3b1b-5a87-4d55-9cb2-4fbb90ffb270 | 4b9e914f-d690-43be-ae1f-990440fb5495 | NECB2017 | FullServiceRestaurant | Electricity | Electricity | CAN_QC_Montreal-Trudeau.Intl.AP.716270_CWEC2016.epw | nsga2 |  | Occupancy_based_DCV | NECB_Default | NECB_Default | NECB_Default | NECB_Default | 0.142 | 0.121 | 2.4 | NECB_Default | NECB_Default | NECB_Default | NECB_Default | NECB_Default | 0.568 | NECB_Default | 0.284 | 2.2 | 2.4 | 2.4 | NECB_Default | NECB_Default | 0.4 | NECB_Default | NECB_Default | 0 | 90 | 1 | 1 | 1 | NECB_Default | NECB_Default | NECB_Default | NECB_Default | NECB_Default | Carrier WeatherExpert | NECB_Default | NECB_Default | NECB_Default | NECB_Default | NECB_Default | NECB_Default | NECB_Default | NECB_Default | NECB_Default | NECB_Default | local | 834599497928 | btap_private_cli | 0 | TRUE | TRUE | 1 | optimize | 289.4161 | 24.2983 | 107.5896 | 218.1138 | 511.15 | 845.2233 | 37.3 | FullServiceRestaurant |  |  | 0 | FullServiceRestaurant | 1 |  | 1 | NECB2017 | 0.35452 | 2384.1067 | 244.9728 | 11.7471 | 64.9441 | 31.8231 | 797.3986 | 443.9115 | MONTREAL | QUEBEC | 0.42085 | 0 | 0 | 0.42085 | 26.8035 | 0 | 0 | 26.8035 | 0 | 0.035078 | 0 | 0 | 1.0829 | 0.20963 | 0.062623 | 0.38732 | 0.067182 | 0.16792 | 0 | 0 | 1.0829 | 0.15318 | 325.153 | 0 | 37.3 | 0.757 | [5 empty] | 0.121 | 0.247 | 2.4 |  | 0 | Montreal-Trudeau Intl AP | CAN | 323 | 4090 | 45.471 | -73.741 | 6 | 4400 | QC | CAN_QC_Montreal-Trudeau.Intl.AP.716270_CWEC2016.epw | 1.083 | 24.2983 | 289.4161 | 7.5507 | 18.0989 | FALSE | FALSE | FALSE | FALSE | 12.385 | 16.2696 | 0 | 0.21423 | 0.0048524 | 78.3 | 0 | 44.149 | 1.0279 | 0.023283 | 375.71 | 0 | 1.0829 | 25.83 | 15.5 | 0 | 0 |  | file:///C:\Users\plopez\PycharmProjects\btap_batch\examples\idp\idp_example_opt\032a3b1b-5a87-4d55-9cb2-4fbb90ffb270\output\4b9e914f-d690-43be-ae1f-990440fb5495 | 1.0.002 |  | docker run --rm -v C:\Users\plopez\PycharmProjects\btap_batch\examples\idp\idp_example_opt\032a3b1b-5a87-4d55-9cb2-4fbb90ffb270\output:/btap_costing/utilities/btap_cli/output -v C:\Users\plopez\PycharmProjects\btap_batch\examples\idp\idp_example_opt\032a3b1b-5a87-4d55-9cb2-4fbb90ffb270\input\4b9e914f-d690-43be-ae1f-990440fb5495:/btap_costing/utilities/btap_cli/input btap_private_cli bundle exec ruby btap_cli.rb | -9.3 | -9.3 | 1 | 11.2 | 25.7 | tier_2 | 25.7
109 | 38 |  | TRUE | 65 | 2 | 0 | 113.2579 | nrcan_prod | nrcan_prod | 3.0.1 | 0.1 | 2021-09-24 19:55:10 +0000 | 438c2ebff | 0.2.14 | :adv_dx_units: Carrier WeatherExpert :airloop_economizer_type: NECB_Default :algorithm: :eta: 3.0 :minimize_objectives: - heating_peak_w_per_m_sq - cost_utility_ghg_total_kg_per_m_sq - energy_eui_total_gj_per_m_sq :n_generations: 2 :population: 30 :prob: 0.85 :type: nsga2 :algorithm_type: nsga2 :analysis_id: 032a3b1b-5a87-4d55-9cb2-4fbb90ffb270 :analysis_name: idp_example_opt :boiler_eff: NECB_Default :btap_batch_version: 1.0.002 :btap_costing_branch: nrcan_prod :building_type: FullServiceRestaurant :chiller_type: NECB_Default :compute_environment: local :datapoint_id: cf593b84-7b1d-416f-8d99-e586091f004f :daylighting_type: add_daylighting_controls :dcv_type: CO2_based_DCV :door_construction_cond: '1.6' :ecm_system_name: NECB_Default :electrical_loads_scale: NECB_Default :enable_costing: true :epw_file: CAN_QC_Montreal-Trudeau.Intl.AP.716270_CWEC2016.epw :erv_package: Rotary-All :ext_floor_cond: '0.227' :ext_roof_cond: '0.121' :ext_wall_cond: '0.210' :fdwr_set: NECB_Default :fixed_wind_solar_trans: '0.5' :fixed_window_cond: NECB_Default :furnace_eff: NECB_Default :glass_door_cond: '1.6' :glass_door_solar_trans: NECB_Default :ground_floor_cond: NECB_Default :ground_roof_cond: '0.284' :ground_wall_cond: NECB_Default :image_name: btap_private_cli :infiltration_scale: NECB_Default :kill_database: true :lights_scale: NECB_Default :lights_type: NECB_Default :no_of_threads: null :nocache: false :nv_delta_temp_in_out: NECB_Default :nv_opening_fraction: NECB_Default :nv_temp_out_min: NECB_Default :nv_type: NECB_Default :oa_scale: NECB_Default :occupancy_loads_scale: NECB_Default :os_standards_branch: nrcan_prod :os_version: 3.0.1 :output_meters: [] :output_variables: [] :overhead_door_cond: NECB_Default :primary_heating_fuel: Electricity :pv_ground_azimuth_angle: NECB_Default :pv_ground_module_description: NECB_Default :pv_ground_tilt_angle: NECB_Default :pv_ground_total_area_pv_panels_m2: NECB_Default :pv_ground_type: NECB_Default :rotation_degrees: '90.0' :run_annual_simulation: true :s3_bucket: '834599497928' :scale_x: '1.0' :scale_y: '1.0' :scale_z: '1.0' :scenario: optimize :shw_eff: NECB_Default :skylight_cond: NECB_Default :skylight_solar_trans: NECB_Default :srr_set: '0.0' :template: NECB2017 docker_command: docker run --rm -v C:\Users\plopez\PycharmProjects\btap_batch\examples\idp\idp_example_opt\032a3b1b-5a87-4d55-9cb2-4fbb90ffb270\output:/btap_costing/utilities/btap_cli/output -v C:\Users\plopez\PycharmProjects\btap_batch\examples\idp\idp_example_opt\032a3b1b-5a87-4d55-9cb2-4fbb90ffb270\input\cf593b84-7b1d-416f-8d99-e586091f004f:/btap_costing/utilities/btap_cli/input btap_private_cli bundle exec ruby btap_cli.rb | idp_example_opt | 032a3b1b-5a87-4d55-9cb2-4fbb90ffb270 | cf593b84-7b1d-416f-8d99-e586091f004f | NECB2017 | FullServiceRestaurant | Electricity | Electricity | CAN_QC_Montreal-Trudeau.Intl.AP.716270_CWEC2016.epw | nsga2 |  | CO2_based_DCV | NECB_Default | NECB_Default | Rotary-All | 0.210 | 0.227 | 0.121 | NECB_Default | NECB_Default | add_daylighting_controls | NECB_Default | NECB_Default | NECB_Default | NECB_Default | NECB_Default | 0.284 | 1.6 | 1.6 | NECB_Default | NECB_Default | NECB_Default | 0.5 | NECB_Default | NECB_Default | 0 | 90 | 1 | 1 | 1 | NECB_Default | NECB_Default | NECB_Default | NECB_Default | NECB_Default | Carrier WeatherExpert | NECB_Default | NECB_Default | NECB_Default | NECB_Default | NECB_Default | NECB_Default | NECB_Default | NECB_Default | NECB_Default | NECB_Default | local | 834599497928 | btap_private_cli | 0 | TRUE | TRUE | 1 | optimize | 116.9139 | 18.5199 | 7.0429 | 122.4092 | 511.15 | 845.2233 | 37.3 | FullServiceRestaurant |  |  | 0 | FullServiceRestaurant | 1 |  | 1 | NECB2017 | 0.35452 | 2384.1067 | 246.8549 | 11.4201 | 64.9441 | 31.8231 | 820.0326 | 464.9904 | MONTREAL | QUEBEC | 0.26763 | 0 | 0 | 0.26763 | 17.0449 | 0 | 0 | 17.0449 | 0 | 0.042023 | 0 | 0 | 0.68864 | 0.22013 | 0.012873 | 0.025335 | 0.067182 | 0.16792 | 0 | 0 | 0.68864 | 0.15318 | 147.8985 | 0 | 37.3 | 0.757 | [5 empty] | 0.121 | 0.21 | 1.9 |  | 0 | Montreal-Trudeau Intl AP | CAN | 323 | 4090 | 45.471 | -73.741 | 6 | 4400 | QC | CAN_QC_Montreal-Trudeau.Intl.AP.716270_CWEC2016.epw | 0.68867 | 18.5199 | 116.9139 | 7.5507 | 18.0988 | FALSE | FALSE | TRUE | FALSE | 12.385 | 16.2696 | 0 | 0.21423 | 0.0048524 | 78.3 | 0 | 44.149 | 1.0279 | 0.023283 | 375.71 | 0 | 0.68864 | 33.83 | 20.83 | 0 | 0 |  | file:///C:\Users\plopez\PycharmProjects\btap_batch\examples\idp\idp_example_opt\032a3b1b-5a87-4d55-9cb2-4fbb90ffb270\output\cf593b84-7b1d-416f-8d99-e586091f004f | 1.0.002 |  | docker run --rm -v C:\Users\plopez\PycharmProjects\btap_batch\examples\idp\idp_example_opt\032a3b1b-5a87-4d55-9cb2-4fbb90ffb270\output:/btap_costing/utilities/btap_cli/output -v C:\Users\plopez\PycharmProjects\btap_batch\examples\idp\idp_example_opt\032a3b1b-5a87-4d55-9cb2-4fbb90ffb270\input\cf593b84-7b1d-416f-8d99-e586091f004f:/btap_costing/utilities/btap_cli/input btap_private_cli bundle exec ruby btap_cli.rb | -19 | -19 | 1 | 59.6 | 52.8 | tier_3 | 52.8
110 | 39 |  | TRUE | 56 | 0 | 0 | 119.4475 | nrcan_prod | nrcan_prod | 3.0.1 | 0.1 | 2021-09-24 19:55:12 +0000 | 438c2ebff | 0.2.14 | :adv_dx_units: Carrier WeatherExpert :airloop_economizer_type: NECB_Default :algorithm: :eta: 3.0 :minimize_objectives: - heating_peak_w_per_m_sq - cost_utility_ghg_total_kg_per_m_sq - energy_eui_total_gj_per_m_sq :n_generations: 2 :population: 30 :prob: 0.85 :type: nsga2 :algorithm_type: nsga2 :analysis_id: 032a3b1b-5a87-4d55-9cb2-4fbb90ffb270 :analysis_name: idp_example_opt :boiler_eff: NECB_Default :btap_batch_version: 1.0.002 :btap_costing_branch: nrcan_prod :building_type: FullServiceRestaurant :chiller_type: NECB_Default :compute_environment: local :datapoint_id: 458e41e9-3b60-4bd5-a5ef-724cd0df03f1 :daylighting_type: add_daylighting_controls :dcv_type: CO2_based_DCV :door_construction_cond: '2.2' :ecm_system_name: NECB_Default :electrical_loads_scale: NECB_Default :enable_costing: true :epw_file: CAN_QC_Montreal-Trudeau.Intl.AP.716270_CWEC2016.epw :erv_package: NECB_Default :ext_floor_cond: '0.142' :ext_roof_cond: '0.162' :ext_wall_cond: '0.314' :fdwr_set: NECB_Default :fixed_wind_solar_trans: '0.4' :fixed_window_cond: '2.4' :furnace_eff: NECB_Default :glass_door_cond: '2.2' :glass_door_solar_trans: NECB_Default :ground_floor_cond: NECB_Default :ground_roof_cond: '0.210' :ground_wall_cond: NECB_Default :image_name: btap_private_cli :infiltration_scale: NECB_Default :kill_database: true :lights_scale: NECB_Default :lights_type: LED :no_of_threads: null :nocache: false :nv_delta_temp_in_out: NECB_Default :nv_opening_fraction: NECB_Default :nv_temp_out_min: NECB_Default :nv_type: NECB_Default :oa_scale: NECB_Default :occupancy_loads_scale: NECB_Default :os_standards_branch: nrcan_prod :os_version: 3.0.1 :output_meters: [] :output_variables: [] :overhead_door_cond: '2.4' :primary_heating_fuel: Electricity :pv_ground_azimuth_angle: NECB_Default :pv_ground_module_description: NECB_Default :pv_ground_tilt_angle: NECB_Default :pv_ground_total_area_pv_panels_m2: NECB_Default :pv_ground_type: NECB_Default :rotation_degrees: '90.0' :run_annual_simulation: true :s3_bucket: '834599497928' :scale_x: '1.0' :scale_y: '1.0' :scale_z: '1.0' :scenario: optimize :shw_eff: NECB_Default :skylight_cond: NECB_Default :skylight_solar_trans: NECB_Default :srr_set: '0.0' :template: NECB2017 docker_command: docker run --rm -v C:\Users\plopez\PycharmProjects\btap_batch\examples\idp\idp_example_opt\032a3b1b-5a87-4d55-9cb2-4fbb90ffb270\output:/btap_costing/utilities/btap_cli/output -v C:\Users\plopez\PycharmProjects\btap_batch\examples\idp\idp_example_opt\032a3b1b-5a87-4d55-9cb2-4fbb90ffb270\input\458e41e9-3b60-4bd5-a5ef-724cd0df03f1:/btap_costing/utilities/btap_cli/input btap_private_cli bundle exec ruby btap_cli.rb | idp_example_opt | 032a3b1b-5a87-4d55-9cb2-4fbb90ffb270 | 458e41e9-3b60-4bd5-a5ef-724cd0df03f1 | NECB2017 | FullServiceRestaurant | Electricity | Electricity | CAN_QC_Montreal-Trudeau.Intl.AP.716270_CWEC2016.epw | nsga2 |  | CO2_based_DCV | LED | NECB_Default | NECB_Default | 0.314 | 0.142 | 0.162 | 2.4 | NECB_Default | add_daylighting_controls | NECB_Default | NECB_Default | NECB_Default | NECB_Default | NECB_Default | 0.210 | 2.2 | 2.2 | 2.4 | NECB_Default | NECB_Default | 0.4 | NECB_Default | NECB_Default | 0 | 90 | 1 | 1 | 1 | NECB_Default | NECB_Default | NECB_Default | NECB_Default | NECB_Default | Carrier WeatherExpert | NECB_Default | NECB_Default | NECB_Default | NECB_Default | NECB_Default | NECB_Default | NECB_Default | NECB_Default | NECB_Default | NECB_Default | local | 834599497928 | btap_private_cli | 0 | TRUE | TRUE | 1 | optimize | 136.3783 | 17.945 | 11.885 | 122.6374 | 511.15 | 845.2233 | 37.3 | FullServiceRestaurant |  |  | 0 | FullServiceRestaurant | 1 |  | 1 | NECB2017 | 0.35452 | 2384.1067 | 241.1458 | 12.6128 | 141.9767 | 31.8231 | 874.1398 | 446.5813 | MONTREAL | QUEBEC | 0.2704 | 0 | 0 | 0.2704 | 17.2216 | 0 | 0 | 17.2216 | 0 | 0.035156 | 0 | 0 | 0.6958 | 0.21037 | 0.019212 | 0.042786 | 0.067182 | 0.16792 | 0 | 0 | 0.6958 | 0.15318 | 167.1786 | 0 | 37.3 | 0.757 | [5 empty] | 0.162 | 0.314 | 2.4 |  | 0 | Montreal-Trudeau Intl AP | CAN | 323 | 4090 | 45.471 | -73.741 | 6 | 4400 | QC | CAN_QC_Montreal-Trudeau.Intl.AP.716270_CWEC2016.epw | 0.69583 | 17.945 | 136.3783 | 7.5507 | 18.0989 | FALSE | FALSE | TRUE | FALSE | 12.385 | 16.2696 | 0 | 0.21423 | 0.0048524 | 78.3 | 0 | 44.149 | 1.0279 | 0.023283 | 375.71 | 0 | 0.6958 | 25.67 | 15.67 | 0 | 0 |  | file:///C:\Users\plopez\PycharmProjects\btap_batch\examples\idp\idp_example_opt\032a3b1b-5a87-4d55-9cb2-4fbb90ffb270\output\458e41e9-3b60-4bd5-a5ef-724cd0df03f1 | 1.0.002 |  | docker run --rm -v C:\Users\plopez\PycharmProjects\btap_batch\examples\idp\idp_example_opt\032a3b1b-5a87-4d55-9cb2-4fbb90ffb270\output:/btap_costing/utilities/btap_cli/output -v C:\Users\plopez\PycharmProjects\btap_batch\examples\idp\idp_example_opt\032a3b1b-5a87-4d55-9cb2-4fbb90ffb270\input\458e41e9-3b60-4bd5-a5ef-724cd0df03f1:/btap_costing/utilities/btap_cli/input btap_private_cli bundle exec ruby btap_cli.rb | -18.9 | -18.9 | 1 | 54.3 | 52.3 | tier_3 | 52.3
111 | 40 |  | TRUE | 60 | 0 | 0 | 109.2059 | nrcan_prod | nrcan_prod | 3.0.1 | 0.1 | 2021-09-24 19:55:08 +0000 | 438c2ebff | 0.2.14 | :adv_dx_units: NECB_Default :airloop_economizer_type: NECB_Default :algorithm: :eta: 3.0 :minimize_objectives: - heating_peak_w_per_m_sq - cost_utility_ghg_total_kg_per_m_sq - energy_eui_total_gj_per_m_sq :n_generations: 2 :population: 30 :prob: 0.85 :type: nsga2 :algorithm_type: nsga2 :analysis_id: 032a3b1b-5a87-4d55-9cb2-4fbb90ffb270 :analysis_name: idp_example_opt :boiler_eff: NECB_Default :btap_batch_version: 1.0.002 :btap_costing_branch: nrcan_prod :building_type: FullServiceRestaurant :chiller_type: NECB_Default :compute_environment: local :datapoint_id: 4c7c4b1a-796f-4477-bb28-d8ee85e040e9 :daylighting_type: add_daylighting_controls :dcv_type: Occupancy_based_DCV :door_construction_cond: '2.2' :ecm_system_name: NECB_Default :electrical_loads_scale: NECB_Default :enable_costing: true :epw_file: CAN_QC_Montreal-Trudeau.Intl.AP.716270_CWEC2016.epw :erv_package: NECB_Default :ext_floor_cond: '0.142' :ext_roof_cond: '0.121' :ext_wall_cond: '0.183' :fdwr_set: NECB_Default :fixed_wind_solar_trans: '0.4' :fixed_window_cond: '1.6' :furnace_eff: NECB_Default :glass_door_cond: '2.2' :glass_door_solar_trans: NECB_Default :ground_floor_cond: NECB_Default :ground_roof_cond: '0.210' :ground_wall_cond: NECB_Default :image_name: btap_private_cli :infiltration_scale: NECB_Default :kill_database: true :lights_scale: NECB_Default :lights_type: LED :no_of_threads: null :nocache: false :nv_delta_temp_in_out: NECB_Default :nv_opening_fraction: NECB_Default :nv_temp_out_min: NECB_Default :nv_type: NECB_Default :oa_scale: NECB_Default :occupancy_loads_scale: NECB_Default :os_standards_branch: nrcan_prod :os_version: 3.0.1 :output_meters: [] :output_variables: [] :overhead_door_cond: '2.2' :primary_heating_fuel: Electricity :pv_ground_azimuth_angle: NECB_Default :pv_ground_module_description: NECB_Default :pv_ground_tilt_angle: NECB_Default :pv_ground_total_area_pv_panels_m2: NECB_Default :pv_ground_type: NECB_Default :rotation_degrees: '90.0' :run_annual_simulation: true :s3_bucket: '834599497928' :scale_x: '1.0' :scale_y: '1.0' :scale_z: '1.0' :scenario: optimize :shw_eff: NECB_Default :skylight_cond: NECB_Default :skylight_solar_trans: NECB_Default :srr_set: '0.0' :template: NECB2017 docker_command: docker run --rm -v C:\Users\plopez\PycharmProjects\btap_batch\examples\idp\idp_example_opt\032a3b1b-5a87-4d55-9cb2-4fbb90ffb270\output:/btap_costing/utilities/btap_cli/output -v C:\Users\plopez\PycharmProjects\btap_batch\examples\idp\idp_example_opt\032a3b1b-5a87-4d55-9cb2-4fbb90ffb270\input\4c7c4b1a-796f-4477-bb28-d8ee85e040e9:/btap_costing/utilities/btap_cli/input btap_private_cli bundle exec ruby btap_cli.rb | idp_example_opt | 032a3b1b-5a87-4d55-9cb2-4fbb90ffb270 | 4c7c4b1a-796f-4477-bb28-d8ee85e040e9 | NECB2017 | FullServiceRestaurant | Electricity | Electricity | CAN_QC_Montreal-Trudeau.Intl.AP.716270_CWEC2016.epw | nsga2 |  | Occupancy_based_DCV | LED | NECB_Default | NECB_Default | 0.183 | 0.142 | 0.121 | 1.6 | NECB_Default | add_daylighting_controls | NECB_Default | NECB_Default | NECB_Default | NECB_Default | NECB_Default | 0.210 | 2.2 | 2.2 | 2.2 | NECB_Default | NECB_Default | 0.4 | NECB_Default | NECB_Default | 0 | 90 | 1 | 1 | 1 | NECB_Default | NECB_Default | NECB_Default | NECB_Default | NECB_Default | NECB_Default | NECB_Default | NECB_Default | NECB_Default | NECB_Default | NECB_Default | NECB_Default | NECB_Default | NECB_Default | NECB_Default | NECB_Default | local | 834599497928 | btap_private_cli | 0 | TRUE | TRUE | 1 | optimize | 284.064 | 32.5671 | 97.9491 | 212.1143 | 511.15 | 845.2233 | 37.3 | FullServiceRestaurant |  |  | 0 | FullServiceRestaurant | 1 |  | 1 | NECB2017 | 0.35452 | 2384.1067 | 249.7737 | 10.8238 | 141.9767 | 31.8231 | 870.3627 | 435.9654 | MONTREAL | QUEBEC | 0.4122 | 0 | 0 | 0.4122 | 26.253 | 0 | 0 | 26.253 | 0 | 0.046816 | 0 | 0 | 1.0607 | 0.21099 | 0.061978 | 0.35262 | 0.067182 | 0.16792 | 0 | 0 | 1.0607 | 0.15318 | 319.8511 | 0 | 37.3 | 0.757 | [5 empty] | 0.121 | 0.183 | 1.6 |  | 0 | Montreal-Trudeau Intl AP | CAN | 323 | 4090 | 45.471 | -73.741 | 6 | 4400 | QC | CAN_QC_Montreal-Trudeau.Intl.AP.716270_CWEC2016.epw | 1.0607 | 32.5671 | 284.064 | 7.5507 | 18.0989 | FALSE | FALSE | FALSE | FALSE | 12.385 | 16.2696 | 0 | 0.21423 | 0.0048524 | 78.3 | 0 | 44.149 | 1.0279 | 0.023283 | 375.71 | 0 | 1.0607 | 28.5 | 17 | 0 | 0 |  | file:///C:\Users\plopez\PycharmProjects\btap_batch\examples\idp\idp_example_opt\032a3b1b-5a87-4d55-9cb2-4fbb90ffb270\output\4c7c4b1a-796f-4477-bb28-d8ee85e040e9 | 1.0.002 |  | docker run --rm -v C:\Users\plopez\PycharmProjects\btap_batch\examples\idp\idp_example_opt\032a3b1b-5a87-4d55-9cb2-4fbb90ffb270\output:/btap_costing/utilities/btap_cli/output -v C:\Users\plopez\PycharmProjects\btap_batch\examples\idp\idp_example_opt\032a3b1b-5a87-4d55-9cb2-4fbb90ffb270\input\4c7c4b1a-796f-4477-bb28-d8ee85e040e9:/btap_costing/utilities/btap_cli/input btap_private_cli bundle exec ruby btap_cli.rb | -9.8 | -9.8 | 1 | 12.6 | 27.3 | tier_2 | 27.3
112 | 41 |  | TRUE | 57 | 2 | 0 | 111.4296 | nrcan_prod | nrcan_prod | 3.0.1 | 0.1 | 2021-09-24 19:55:08 +0000 | 438c2ebff | 0.2.14 | :adv_dx_units: Carrier WeatherExpert :airloop_economizer_type: NECB_Default :algorithm: :eta: 3.0 :minimize_objectives: - heating_peak_w_per_m_sq - cost_utility_ghg_total_kg_per_m_sq - energy_eui_total_gj_per_m_sq :n_generations: 2 :population: 30 :prob: 0.85 :type: nsga2 :algorithm_type: nsga2 :analysis_id: 032a3b1b-5a87-4d55-9cb2-4fbb90ffb270 :analysis_name: idp_example_opt :boiler_eff: NECB_Default :btap_batch_version: 1.0.002 :btap_costing_branch: nrcan_prod :building_type: FullServiceRestaurant :chiller_type: NECB_Default :compute_environment: local :datapoint_id: 7fa04257-d53b-4c09-ad72-de5ae9bf816b :daylighting_type: add_daylighting_controls :dcv_type: No_DCV :door_construction_cond: '2.4' :ecm_system_name: NECB_Default :electrical_loads_scale: NECB_Default :enable_costing: true :epw_file: CAN_QC_Montreal-Trudeau.Intl.AP.716270_CWEC2016.epw :erv_package: Rotary-All :ext_floor_cond: '0.227' :ext_roof_cond: NECB_Default :ext_wall_cond: '0.314' :fdwr_set: NECB_Default :fixed_wind_solar_trans: '0.2' :fixed_window_cond: NECB_Default :furnace_eff: NECB_Default :glass_door_cond: '1.6' :glass_door_solar_trans: NECB_Default :ground_floor_cond: '0.379' :ground_roof_cond: NECB_Default :ground_wall_cond: '0.284' :image_name: btap_private_cli :infiltration_scale: NECB_Default :kill_database: true :lights_scale: NECB_Default :lights_type: NECB_Default :no_of_threads: null :nocache: false :nv_delta_temp_in_out: NECB_Default :nv_opening_fraction: NECB_Default :nv_temp_out_min: NECB_Default :nv_type: NECB_Default :oa_scale: NECB_Default :occupancy_loads_scale: NECB_Default :os_standards_branch: nrcan_prod :os_version: 3.0.1 :output_meters: [] :output_variables: [] :overhead_door_cond: '2.4' :primary_heating_fuel: Electricity :pv_ground_azimuth_angle: NECB_Default :pv_ground_module_description: NECB_Default :pv_ground_tilt_angle: NECB_Default :pv_ground_total_area_pv_panels_m2: NECB_Default :pv_ground_type: NECB_Default :rotation_degrees: '90.0' :run_annual_simulation: true :s3_bucket: '834599497928' :scale_x: '1.0' :scale_y: '1.0' :scale_z: '1.0' :scenario: optimize :shw_eff: NECB_Default :skylight_cond: NECB_Default :skylight_solar_trans: NECB_Default :srr_set: '0.0' :template: NECB2017 docker_command: docker run --rm -v C:\Users\plopez\PycharmProjects\btap_batch\examples\idp\idp_example_opt\032a3b1b-5a87-4d55-9cb2-4fbb90ffb270\output:/btap_costing/utilities/btap_cli/output -v C:\Users\plopez\PycharmProjects\btap_batch\examples\idp\idp_example_opt\032a3b1b-5a87-4d55-9cb2-4fbb90ffb270\input\7fa04257-d53b-4c09-ad72-de5ae9bf816b:/btap_costing/utilities/btap_cli/input btap_private_cli bundle exec ruby btap_cli.rb | idp_example_opt | 032a3b1b-5a87-4d55-9cb2-4fbb90ffb270 | 7fa04257-d53b-4c09-ad72-de5ae9bf816b | NECB2017 | FullServiceRestaurant | Electricity | Electricity | CAN_QC_Montreal-Trudeau.Intl.AP.716270_CWEC2016.epw | nsga2 |  | No_DCV | NECB_Default | NECB_Default | Rotary-All | 0.314 | 0.227 | NECB_Default | NECB_Default | NECB_Default | add_daylighting_controls | NECB_Default | NECB_Default | NECB_Default | 0.284 | 0.379 | NECB_Default | 2.4 | 1.6 | 2.4 | NECB_Default | NECB_Default | 0.2 | NECB_Default | NECB_Default | 0 | 90 | 1 | 1 | 1 | NECB_Default | NECB_Default | NECB_Default | NECB_Default | NECB_Default | Carrier WeatherExpert | NECB_Default | NECB_Default | NECB_Default | NECB_Default | NECB_Default | NECB_Default | NECB_Default | NECB_Default | NECB_Default | NECB_Default | local | 834599497928 | btap_private_cli | 0 | TRUE | TRUE | 1 | optimize | 342.9927 | 16.8588 | 53.6427 | 159.6129 | 511.15 | 845.2233 | 37.3 | FullServiceRestaurant |  |  | 0 | FullServiceRestaurant | 1 |  | 1 | NECB2017 | 0.35452 | 2384.1067 | 244.2325 | 12.0165 | 64.9441 | 31.8231 | 769.5154 | 416.4992 | MONTREAL | QUEBEC | 0.34656 | 0 | 0 | 0.34656 | 22.0719 | 0 | 0 | 22.0719 | 0 | 0.029483 | 0 | 0 | 0.89177 | 0.19885 | 0.08207 | 0.19309 | 0.067182 | 0.16792 | 0 | 0 | 0.89177 | 0.15318 | 373.4122 | 0 | 37.3 | 0.379 | [5 empty] | 0.156 | 0.314 | 1.9 |  | 0 | Montreal-Trudeau Intl AP | CAN | 323 | 4090 | 45.471 | -73.741 | 6 | 4400 | QC | CAN_QC_Montreal-Trudeau.Intl.AP.716270_CWEC2016.epw | 0.89179 | 16.8588 | 342.9927 | 7.5507 | 18.099 | FALSE | FALSE | FALSE | FALSE | 12.385 | 16.2697 | 0 | 0.21423 | 0.0048524 | 78.3 | 0 | 44.149 | 1.0279 | 0.023283 | 375.71 | 0 | 0.89177 | 19 | 9.5 | 0 | 0 |  | file:///C:\Users\plopez\PycharmProjects\btap_batch\examples\idp\idp_example_opt\032a3b1b-5a87-4d55-9cb2-4fbb90ffb270\output\7fa04257-d53b-4c09-ad72-de5ae9bf816b | 1.0.002 |  | docker run --rm -v C:\Users\plopez\PycharmProjects\btap_batch\examples\idp\idp_example_opt\032a3b1b-5a87-4d55-9cb2-4fbb90ffb270\output:/btap_costing/utilities/btap_cli/output -v C:\Users\plopez\PycharmProjects\btap_batch\examples\idp\idp_example_opt\032a3b1b-5a87-4d55-9cb2-4fbb90ffb270\input\7fa04257-d53b-4c09-ad72-de5ae9bf816b:/btap_costing/utilities/btap_cli/input btap_private_cli bundle exec ruby btap_cli.rb | -14 | -14 | 1 | -2 | 38.8 | tier_2 | 38.8
113 | 42 |  | TRUE | 63 | 2 | 0 | 115.0602 | nrcan_prod | nrcan_prod | 3.0.1 | 0.1 | 2021-09-24 19:55:10 +0000 | 438c2ebff | 0.2.14 | :adv_dx_units: NECB_Default :airloop_economizer_type: NECB_Default :algorithm: :eta: 3.0 :minimize_objectives: - heating_peak_w_per_m_sq - cost_utility_ghg_total_kg_per_m_sq - energy_eui_total_gj_per_m_sq :n_generations: 2 :population: 30 :prob: 0.85 :type: nsga2 :algorithm_type: nsga2 :analysis_id: 032a3b1b-5a87-4d55-9cb2-4fbb90ffb270 :analysis_name: idp_example_opt :boiler_eff: NECB_Default :btap_batch_version: 1.0.002 :btap_costing_branch: nrcan_prod :building_type: FullServiceRestaurant :chiller_type: NECB_Default :compute_environment: local :datapoint_id: 12d82a07-5972-43f6-b7aa-06cb11fc1dcd :daylighting_type: NECB_Default :dcv_type: Occupancy_based_DCV :door_construction_cond: '2.4' :ecm_system_name: NECB_Default :electrical_loads_scale: NECB_Default :enable_costing: true :epw_file: CAN_QC_Montreal-Trudeau.Intl.AP.716270_CWEC2016.epw :erv_package: NECB_Default_All :ext_floor_cond: '0.183' :ext_roof_cond: NECB_Default :ext_wall_cond: '0.210' :fdwr_set: NECB_Default :fixed_wind_solar_trans: '0.4' :fixed_window_cond: '2.4' :furnace_eff: NECB_Default :glass_door_cond: NECB_Default :glass_door_solar_trans: NECB_Default :ground_floor_cond: '0.379' :ground_roof_cond: '0.568' :ground_wall_cond: NECB_Default :image_name: btap_private_cli :infiltration_scale: NECB_Default :kill_database: true :lights_scale: NECB_Default :lights_type: LED :no_of_threads: null :nocache: false :nv_delta_temp_in_out: NECB_Default :nv_opening_fraction: NECB_Default :nv_temp_out_min: NECB_Default :nv_type: NECB_Default :oa_scale: NECB_Default :occupancy_loads_scale: NECB_Default :os_standards_branch: nrcan_prod :os_version: 3.0.1 :output_meters: [] :output_variables: [] :overhead_door_cond: '2.4' :primary_heating_fuel: Electricity :pv_ground_azimuth_angle: NECB_Default :pv_ground_module_description: NECB_Default :pv_ground_tilt_angle: NECB_Default :pv_ground_total_area_pv_panels_m2: NECB_Default :pv_ground_type: NECB_Default :rotation_degrees: '90.0' :run_annual_simulation: true :s3_bucket: '834599497928' :scale_x: '1.0' :scale_y: '1.0' :scale_z: '1.0' :scenario: optimize :shw_eff: NECB_Default :skylight_cond: NECB_Default :skylight_solar_trans: NECB_Default :srr_set: '0.0' :template: NECB2017 docker_command: docker run --rm -v C:\Users\plopez\PycharmProjects\btap_batch\examples\idp\idp_example_opt\032a3b1b-5a87-4d55-9cb2-4fbb90ffb270\output:/btap_costing/utilities/btap_cli/output -v C:\Users\plopez\PycharmProjects\btap_batch\examples\idp\idp_example_opt\032a3b1b-5a87-4d55-9cb2-4fbb90ffb270\input\12d82a07-5972-43f6-b7aa-06cb11fc1dcd:/btap_costing/utilities/btap_cli/input btap_private_cli bundle exec ruby btap_cli.rb | idp_example_opt | 032a3b1b-5a87-4d55-9cb2-4fbb90ffb270 | 12d82a07-5972-43f6-b7aa-06cb11fc1dcd | NECB2017 | FullServiceRestaurant | Electricity | Electricity | CAN_QC_Montreal-Trudeau.Intl.AP.716270_CWEC2016.epw | nsga2 |  | Occupancy_based_DCV | LED | NECB_Default | NECB_Default_All | 0.210 | 0.183 | NECB_Default | 2.4 | NECB_Default | NECB_Default | NECB_Default | NECB_Default | NECB_Default | NECB_Default | 0.379 | 0.568 | 2.4 | NECB_Default | 2.4 | NECB_Default | NECB_Default | 0.4 | NECB_Default | NECB_Default | 0 | 90 | 1 | 1 | 1 | NECB_Default | NECB_Default | NECB_Default | NECB_Default | NECB_Default | NECB_Default | NECB_Default | NECB_Default | NECB_Default | NECB_Default | NECB_Default | NECB_Default | NECB_Default | NECB_Default | NECB_Default | NECB_Default | local | 834599497928 | btap_private_cli | 0 | TRUE | TRUE | 1 | optimize | 290.1843 | 28.795 | 77.2278 | 192.3441 | 511.15 | 845.2233 | 37.3 | FullServiceRestaurant |  |  | 0 | FullServiceRestaurant | 1 |  | 1 | NECB2017 | 0.35452 | 2384.1067 | 243.0587 | 12.3147 | 141.9767 | 31.8231 | 877.5167 | 448.3436 | MONTREAL | QUEBEC | 0.38322 | 0 | 0 | 0.38322 | 24.4072 | 0 | 0 | 24.4072 | 0 | 0.047188 | 0 | 0 | 0.98613 | 0.21405 | 0.058593 | 0.27802 | 0.067182 | 0.16792 | 0 | 0 | 0.98613 | 0.15318 | 326.1086 | 0 | 37.3 | 0.379 | [5 empty] | 0.156 | 0.21 | 2.4 |  | 0 | Montreal-Trudeau Intl AP | CAN | 323 | 4090 | 45.471 | -73.741 | 6 | 4400 | QC | CAN_QC_Montreal-Trudeau.Intl.AP.716270_CWEC2016.epw | 0.98615 | 28.795 | 290.1843 | 7.5507 | 18.099 | FALSE | FALSE | FALSE | FALSE | 12.385 | 16.2697 | 0 | 0.21423 | 0.0048524 | 78.3 | 0 | 44.149 | 1.0279 | 0.023283 | 375.71 | 0 | 0.98613 | 28.17 | 16.83 | 0 | 0 |  | file:///C:\Users\plopez\PycharmProjects\btap_batch\examples\idp\idp_example_opt\032a3b1b-5a87-4d55-9cb2-4fbb90ffb270\output\12d82a07-5972-43f6-b7aa-06cb11fc1dcd | 1.0.002 |  | docker run --rm -v C:\Users\plopez\PycharmProjects\btap_batch\examples\idp\idp_example_opt\032a3b1b-5a87-4d55-9cb2-4fbb90ffb270\output:/btap_costing/utilities/btap_cli/output -v C:\Users\plopez\PycharmProjects\btap_batch\examples\idp\idp_example_opt\032a3b1b-5a87-4d55-9cb2-4fbb90ffb270\input\12d82a07-5972-43f6-b7aa-06cb11fc1dcd:/btap_costing/utilities/btap_cli/input btap_private_cli bundle exec ruby btap_cli.rb | -11.7 | -11.7 | 1 | 10.9 | 32.4 | tier_2 | 32.4
114 | 43 |  | TRUE | 57 | 2 | 0 | 115.3569 | nrcan_prod | nrcan_prod | 3.0.1 | 0.1 | 2021-09-24 19:55:10 +0000 | 438c2ebff | 0.2.14 | :adv_dx_units: Carrier WeatherExpert :airloop_economizer_type: NECB_Default :algorithm: :eta: 3.0 :minimize_objectives: - heating_peak_w_per_m_sq - cost_utility_ghg_total_kg_per_m_sq - energy_eui_total_gj_per_m_sq :n_generations: 2 :population: 30 :prob: 0.85 :type: nsga2 :algorithm_type: nsga2 :analysis_id: 032a3b1b-5a87-4d55-9cb2-4fbb90ffb270 :analysis_name: idp_example_opt :boiler_eff: NECB_Default :btap_batch_version: 1.0.002 :btap_costing_branch: nrcan_prod :building_type: FullServiceRestaurant :chiller_type: NECB_Default :compute_environment: local :datapoint_id: 65acb246-0045-4641-967f-98902543a842 :daylighting_type: NECB_Default :dcv_type: No_DCV :door_construction_cond: NECB_Default :ecm_system_name: NECB_Default :electrical_loads_scale: NECB_Default :enable_costing: true :epw_file: CAN_QC_Montreal-Trudeau.Intl.AP.716270_CWEC2016.epw :erv_package: Rotary-All :ext_floor_cond: '0.142' :ext_roof_cond: NECB_Default :ext_wall_cond: '0.183' :fdwr_set: NECB_Default :fixed_wind_solar_trans: '0.6' :fixed_window_cond: '2.2' :furnace_eff: NECB_Default :glass_door_cond: NECB_Default :glass_door_solar_trans: NECB_Default :ground_floor_cond: '0.379' :ground_roof_cond: NECB_Default :ground_wall_cond: '0.210' :image_name: btap_private_cli :infiltration_scale: NECB_Default :kill_database: true :lights_scale: NECB_Default :lights_type: LED :no_of_threads: null :nocache: false :nv_delta_temp_in_out: NECB_Default :nv_opening_fraction: NECB_Default :nv_temp_out_min: NECB_Default :nv_type: NECB_Default :oa_scale: NECB_Default :occupancy_loads_scale: NECB_Default :os_standards_branch: nrcan_prod :os_version: 3.0.1 :output_meters: [] :output_variables: [] :overhead_door_cond: NECB_Default :primary_heating_fuel: Electricity :pv_ground_azimuth_angle: NECB_Default :pv_ground_module_description: NECB_Default :pv_ground_tilt_angle: NECB_Default :pv_ground_total_area_pv_panels_m2: NECB_Default :pv_ground_type: NECB_Default :rotation_degrees: '90.0' :run_annual_simulation: true :s3_bucket: '834599497928' :scale_x: '1.0' :scale_y: '1.0' :scale_z: '1.0' :scenario: optimize :shw_eff: NECB_Default :skylight_cond: NECB_Default :skylight_solar_trans: NECB_Default :srr_set: '0.0' :template: NECB2017 docker_command: docker run --rm -v C:\Users\plopez\PycharmProjects\btap_batch\examples\idp\idp_example_opt\032a3b1b-5a87-4d55-9cb2-4fbb90ffb270\output:/btap_costing/utilities/btap_cli/output -v C:\Users\plopez\PycharmProjects\btap_batch\examples\idp\idp_example_opt\032a3b1b-5a87-4d55-9cb2-4fbb90ffb270\input\65acb246-0045-4641-967f-98902543a842:/btap_costing/utilities/btap_cli/input btap_private_cli bundle exec ruby btap_cli.rb | idp_example_opt | 032a3b1b-5a87-4d55-9cb2-4fbb90ffb270 | 65acb246-0045-4641-967f-98902543a842 | NECB2017 | FullServiceRestaurant | Electricity | Electricity | CAN_QC_Montreal-Trudeau.Intl.AP.716270_CWEC2016.epw | nsga2 |  | No_DCV | LED | NECB_Default | Rotary-All | 0.183 | 0.142 | NECB_Default | 2.2 | NECB_Default | NECB_Default | NECB_Default | NECB_Default | NECB_Default | 0.210 | 0.379 | NECB_Default | NECB_Default | NECB_Default | NECB_Default | NECB_Default | NECB_Default | 0.6 | NECB_Default | NECB_Default | 0 | 90 | 1 | 1 | 1 | NECB_Default | NECB_Default | NECB_Default | NECB_Default | NECB_Default | Carrier WeatherExpert | NECB_Default | NECB_Default | NECB_Default | NECB_Default | NECB_Default | NECB_Default | NECB_Default | NECB_Default | NECB_Default | NECB_Default | local | 834599497928 | btap_private_cli | 0 | TRUE | TRUE | 1 | optimize | 337.0198 | 21.1689 | 41.524 | 161.2269 | 511.15 | 845.2233 | 37.3 | FullServiceRestaurant |  |  | 0 | FullServiceRestaurant | 1 |  | 1 | NECB2017 | 0.35452 | 2384.1067 | 243.1813 | 12.031 | 141.9767 | 31.8231 | 917.5151 | 488.503 | MONTREAL | QUEBEC | 0.34881 | 0 | 0 | 0.34881 | 22.2152 | 0 | 0 | 22.2152 | 0 | 0.044038 | 0 | 0 | 0.89758 | 0.23371 | 0.08207 | 0.14949 | 0.067182 | 0.16792 | 0 | 0 | 0.89758 | 0.15318 | 367.3546 | 0 | 37.3 | 0.379 | [5 empty] | 0.156 | 0.183 | 2.2 |  | 0 | Montreal-Trudeau Intl AP | CAN | 323 | 4090 | 45.471 | -73.741 | 6 | 4400 | QC | CAN_QC_Montreal-Trudeau.Intl.AP.716270_CWEC2016.epw | 0.89759 | 21.1689 | 337.0198 | 7.5507 | 18.099 | FALSE | FALSE | FALSE | FALSE | 12.385 | 16.2697 | 0 | 0.21423 | 0.0048524 | 78.3 | 0 | 44.149 | 1.0279 | 0.023283 | 375.71 | 0 | 0.89758 | 44.17 | 27 | 0 | 0 |  | file:///C:\Users\plopez\PycharmProjects\btap_batch\examples\idp\idp_example_opt\032a3b1b-5a87-4d55-9cb2-4fbb90ffb270\output\65acb246-0045-4641-967f-98902543a842 | 1.0.002 |  | docker run --rm -v C:\Users\plopez\PycharmProjects\btap_batch\examples\idp\idp_example_opt\032a3b1b-5a87-4d55-9cb2-4fbb90ffb270\output:/btap_costing/utilities/btap_cli/output -v C:\Users\plopez\PycharmProjects\btap_batch\examples\idp\idp_example_opt\032a3b1b-5a87-4d55-9cb2-4fbb90ffb270\input\65acb246-0045-4641-967f-98902543a842:/btap_costing/utilities/btap_cli/input btap_private_cli bundle exec ruby btap_cli.rb | -13.9 | -13.9 | 1 | -0.3 | 38.4 | tier_2 | 38.4
115 | 44 |  | TRUE | 57 | 2 | 0 | 115.8903 | nrcan_prod | nrcan_prod | 3.0.1 | 0.1 | 2021-09-24 19:55:11 +0000 | 438c2ebff | 0.2.14 | :adv_dx_units: NECB_Default :airloop_economizer_type: NECB_Default :algorithm: :eta: 3.0 :minimize_objectives: - heating_peak_w_per_m_sq - cost_utility_ghg_total_kg_per_m_sq - energy_eui_total_gj_per_m_sq :n_generations: 2 :population: 30 :prob: 0.85 :type: nsga2 :algorithm_type: nsga2 :analysis_id: 032a3b1b-5a87-4d55-9cb2-4fbb90ffb270 :analysis_name: idp_example_opt :boiler_eff: NECB_Default :btap_batch_version: 1.0.002 :btap_costing_branch: nrcan_prod :building_type: FullServiceRestaurant :chiller_type: NECB_Default :compute_environment: local :datapoint_id: 38e2242e-a684-4ffd-96ec-009acbb64642 :daylighting_type: add_daylighting_controls :dcv_type: No_DCV :door_construction_cond: '2.2' :ecm_system_name: NECB_Default :electrical_loads_scale: NECB_Default :enable_costing: true :epw_file: CAN_QC_Montreal-Trudeau.Intl.AP.716270_CWEC2016.epw :erv_package: Rotary-All :ext_floor_cond: NECB_Default :ext_roof_cond: '0.121' :ext_wall_cond: NECB_Default :fdwr_set: NECB_Default :fixed_wind_solar_trans: NECB_Default :fixed_window_cond: '2.2' :furnace_eff: NECB_Default :glass_door_cond: '1.6' :glass_door_solar_trans: NECB_Default :ground_floor_cond: NECB_Default :ground_roof_cond: '0.210' :ground_wall_cond: '0.284' :image_name: btap_private_cli :infiltration_scale: NECB_Default :kill_database: true :lights_scale: NECB_Default :lights_type: LED :no_of_threads: null :nocache: false :nv_delta_temp_in_out: NECB_Default :nv_opening_fraction: NECB_Default :nv_temp_out_min: NECB_Default :nv_type: NECB_Default :oa_scale: NECB_Default :occupancy_loads_scale: NECB_Default :os_standards_branch: nrcan_prod :os_version: 3.0.1 :output_meters: [] :output_variables: [] :overhead_door_cond: '2.2' :primary_heating_fuel: Electricity :pv_ground_azimuth_angle: NECB_Default :pv_ground_module_description: NECB_Default :pv_ground_tilt_angle: NECB_Default :pv_ground_total_area_pv_panels_m2: NECB_Default :pv_ground_type: NECB_Default :rotation_degrees: '90.0' :run_annual_simulation: true :s3_bucket: '834599497928' :scale_x: '1.0' :scale_y: '1.0' :scale_z: '1.0' :scenario: optimize :shw_eff: NECB_Default :skylight_cond: NECB_Default :skylight_solar_trans: NECB_Default :srr_set: '0.0' :template: NECB2017 docker_command: docker run --rm -v C:\Users\plopez\PycharmProjects\btap_batch\examples\idp\idp_example_opt\032a3b1b-5a87-4d55-9cb2-4fbb90ffb270\output:/btap_costing/utilities/btap_cli/output -v C:\Users\plopez\PycharmProjects\btap_batch\examples\idp\idp_example_opt\032a3b1b-5a87-4d55-9cb2-4fbb90ffb270\input\38e2242e-a684-4ffd-96ec-009acbb64642:/btap_costing/utilities/btap_cli/input btap_private_cli bundle exec ruby btap_cli.rb | idp_example_opt | 032a3b1b-5a87-4d55-9cb2-4fbb90ffb270 | 38e2242e-a684-4ffd-96ec-009acbb64642 | NECB2017 | FullServiceRestaurant | Electricity | Electricity | CAN_QC_Montreal-Trudeau.Intl.AP.716270_CWEC2016.epw | nsga2 |  | No_DCV | LED | NECB_Default | Rotary-All | NECB_Default | NECB_Default | 0.121 | 2.2 | NECB_Default | add_daylighting_controls | NECB_Default | NECB_Default | NECB_Default | 0.284 | NECB_Default | 0.210 | 2.2 | 1.6 | 2.2 | NECB_Default | NECB_Default | NECB_Default | NECB_Default | NECB_Default | 0 | 90 | 1 | 1 | 1 | NECB_Default | NECB_Default | NECB_Default | NECB_Default | NECB_Default | NECB_Default | NECB_Default | NECB_Default | NECB_Default | NECB_Default | NECB_Default | NECB_Default | NECB_Default | NECB_Default | NECB_Default | NECB_Default | local | 834599497928 | btap_private_cli | 0 | TRUE | TRUE | 1 | optimize | 336.7185 | 26.8669 | 42.1001 | 162.6126 | 511.15 | 845.2233 | 37.3 | FullServiceRestaurant |  |  | 0 | FullServiceRestaurant | 1 |  | 1 | NECB2017 | 0.35452 | 2384.1067 | 244.6985 | 11.7183 | 141.9767 | 31.8231 | 900.7825 | 470.5658 | MONTREAL | QUEBEC | 0.35074 | 0 | 0 | 0.35074 | 22.3387 | 0 | 0 | 22.3387 | 0 | 0.052196 | 0 | 0 | 0.90257 | 0.22847 | 0.08207 | 0.15156 | 0.067182 | 0.16792 | 0 | 0 | 0.90257 | 0.15318 | 366.6092 | 0 | 37.3 | 0.757 | [5 empty] | 0.121 | 0.247 | 2.2 |  | 0 | Montreal-Trudeau Intl AP | CAN | 323 | 4090 | 45.471 | -73.741 | 6 | 4400 | QC | CAN_QC_Montreal-Trudeau.Intl.AP.716270_CWEC2016.epw | 0.90257 | 26.8669 | 336.7185 | 7.5507 | 18.099 | FALSE | FALSE | FALSE | FALSE | 12.385 | 16.2697 | 0 | 0.21423 | 0.0048524 | 78.3 | 0 | 44.149 | 1.0279 | 0.023283 | 375.71 | 0 | 0.90257 | 38.83 | 24.33 | 0 | 0 |  | file:///C:\Users\plopez\PycharmProjects\btap_batch\examples\idp\idp_example_opt\032a3b1b-5a87-4d55-9cb2-4fbb90ffb270\output\38e2242e-a684-4ffd-96ec-009acbb64642 | 1.0.002 |  | docker run --rm -v C:\Users\plopez\PycharmProjects\btap_batch\examples\idp\idp_example_opt\032a3b1b-5a87-4d55-9cb2-4fbb90ffb270\output:/btap_costing/utilities/btap_cli/output -v C:\Users\plopez\PycharmProjects\btap_batch\examples\idp\idp_example_opt\032a3b1b-5a87-4d55-9cb2-4fbb90ffb270\input\38e2242e-a684-4ffd-96ec-009acbb64642:/btap_costing/utilities/btap_cli/input btap_private_cli bundle exec ruby btap_cli.rb | -13.7 | -13.7 | 1 | -0.1 | 38.1 | tier_2 | 38.1
116 | 45 |  | TRUE | 63 | 2 | 0 | 119.1835 | nrcan_prod | nrcan_prod | 3.0.1 | 0.1 | 2021-09-24 19:55:12 +0000 | 438c2ebff | 0.2.14 | :adv_dx_units: Carrier WeatherExpert :airloop_economizer_type: NECB_Default :algorithm: :eta: 3.0 :minimize_objectives: - heating_peak_w_per_m_sq - cost_utility_ghg_total_kg_per_m_sq - energy_eui_total_gj_per_m_sq :n_generations: 2 :population: 30 :prob: 0.85 :type: nsga2 :algorithm_type: nsga2 :analysis_id: 032a3b1b-5a87-4d55-9cb2-4fbb90ffb270 :analysis_name: idp_example_opt :boiler_eff: NECB_Default :btap_batch_version: 1.0.002 :btap_costing_branch: nrcan_prod :building_type: FullServiceRestaurant :chiller_type: NECB_Default :compute_environment: local :datapoint_id: 1d0dd734-eaa2-4c50-9232-c878bae50760 :daylighting_type: add_daylighting_controls :dcv_type: CO2_based_DCV :door_construction_cond: '1.6' :ecm_system_name: NECB_Default :electrical_loads_scale: NECB_Default :enable_costing: true :epw_file: CAN_QC_Montreal-Trudeau.Intl.AP.716270_CWEC2016.epw :erv_package: Plate-All :ext_floor_cond: '0.183' :ext_roof_cond: '0.121' :ext_wall_cond: '0.183' :fdwr_set: NECB_Default :fixed_wind_solar_trans: '0.5' :fixed_window_cond: '2.4' :furnace_eff: NECB_Default :glass_door_cond: '2.2' :glass_door_solar_trans: NECB_Default :ground_floor_cond: NECB_Default :ground_roof_cond: '0.210' :ground_wall_cond: '0.568' :image_name: btap_private_cli :infiltration_scale: NECB_Default :kill_database: true :lights_scale: NECB_Default :lights_type: NECB_Default :no_of_threads: null :nocache: false :nv_delta_temp_in_out: NECB_Default :nv_opening_fraction: NECB_Default :nv_temp_out_min: NECB_Default :nv_type: NECB_Default :oa_scale: NECB_Default :occupancy_loads_scale: NECB_Default :os_standards_branch: nrcan_prod :os_version: 3.0.1 :output_meters: [] :output_variables: [] :overhead_door_cond: '2.2' :primary_heating_fuel: Electricity :pv_ground_azimuth_angle: NECB_Default :pv_ground_module_description: NECB_Default :pv_ground_tilt_angle: NECB_Default :pv_ground_total_area_pv_panels_m2: NECB_Default :pv_ground_type: NECB_Default :rotation_degrees: '90.0' :run_annual_simulation: true :s3_bucket: '834599497928' :scale_x: '1.0' :scale_y: '1.0' :scale_z: '1.0' :scenario: optimize :shw_eff: NECB_Default :skylight_cond: NECB_Default :skylight_solar_trans: NECB_Default :srr_set: '0.0' :template: NECB2017 docker_command: docker run --rm -v C:\Users\plopez\PycharmProjects\btap_batch\examples\idp\idp_example_opt\032a3b1b-5a87-4d55-9cb2-4fbb90ffb270\output:/btap_costing/utilities/btap_cli/output -v C:\Users\plopez\PycharmProjects\btap_batch\examples\idp\idp_example_opt\032a3b1b-5a87-4d55-9cb2-4fbb90ffb270\input\1d0dd734-eaa2-4c50-9232-c878bae50760:/btap_costing/utilities/btap_cli/input btap_private_cli bundle exec ruby btap_cli.rb | idp_example_opt | 032a3b1b-5a87-4d55-9cb2-4fbb90ffb270 | 1d0dd734-eaa2-4c50-9232-c878bae50760 | NECB2017 | FullServiceRestaurant | Electricity | Electricity | CAN_QC_Montreal-Trudeau.Intl.AP.716270_CWEC2016.epw | nsga2 |  | CO2_based_DCV | NECB_Default | NECB_Default | Plate-All | 0.183 | 0.183 | 0.121 | 2.4 | NECB_Default | add_daylighting_controls | NECB_Default | NECB_Default | NECB_Default | 0.568 | NECB_Default | 0.210 | 1.6 | 2.2 | 2.2 | NECB_Default | NECB_Default | 0.5 | NECB_Default | NECB_Default | 0 | 90 | 1 | 1 | 1 | NECB_Default | NECB_Default | NECB_Default | NECB_Default | NECB_Default | Carrier WeatherExpert | NECB_Default | NECB_Default | NECB_Default | NECB_Default | NECB_Default | NECB_Default | NECB_Default | NECB_Default | NECB_Default | NECB_Default | local | 834599497928 | btap_private_cli | 0 | TRUE | TRUE | 1 | optimize | 122.5578 | 18.4212 | 9.3689 | 124.1536 | 511.15 | 845.2233 | 37.3 | FullServiceRestaurant |  |  | 0 | FullServiceRestaurant | 1 |  | 1 | NECB2017 | 0.35452 | 2384.1067 | 245.4178 | 11.7183 | 64.9441 | 31.8231 | 818.4062 | 464.503 | MONTREAL | QUEBEC | 0.27027 | 0 | 0 | 0.27027 | 17.2134 | 0 | 0 | 17.2134 | 0 | 0.040595 | 0 | 0 | 0.69549 | 0.21943 | 0.01344 | 0.033747 | 0.067182 | 0.16792 | 0 | 0 | 0.69549 | 0.15318 | 153.5161 | 0 | 37.3 | 0.757 | [5 empty] | 0.121 | 0.183 | 2.4 |  | 0 | Montreal-Trudeau Intl AP | CAN | 323 | 4090 | 45.471 | -73.741 | 6 | 4400 | QC | CAN_QC_Montreal-Trudeau.Intl.AP.716270_CWEC2016.epw | 0.69549 | 18.4212 | 122.5578 | 7.5507 | 18.099 | FALSE | FALSE | TRUE | FALSE | 12.385 | 16.2697 | 0 | 0.21423 | 0.0048524 | 78.3 | 0 | 44.149 | 1.0279 | 0.023283 | 375.71 | 0 | 0.69549 | 32.33 | 19.83 | 0 | 0 |  | file:///C:\Users\plopez\PycharmProjects\btap_batch\examples\idp\idp_example_opt\032a3b1b-5a87-4d55-9cb2-4fbb90ffb270\output\1d0dd734-eaa2-4c50-9232-c878bae50760 | 1.0.002 |  | docker run --rm -v C:\Users\plopez\PycharmProjects\btap_batch\examples\idp\idp_example_opt\032a3b1b-5a87-4d55-9cb2-4fbb90ffb270\output:/btap_costing/utilities/btap_cli/output -v C:\Users\plopez\PycharmProjects\btap_batch\examples\idp\idp_example_opt\032a3b1b-5a87-4d55-9cb2-4fbb90ffb270\input\1d0dd734-eaa2-4c50-9232-c878bae50760:/btap_costing/utilities/btap_cli/input btap_private_cli bundle exec ruby btap_cli.rb | -18.9 | -18.9 | 1 | 58.1 | 52.3 | tier_3 | 52.3
117 | 46 |  | TRUE | 63 | 2 | 0 | 119.0786 | nrcan_prod | nrcan_prod | 3.0.1 | 0.1 | 2021-09-24 19:55:12 +0000 | 438c2ebff | 0.2.14 | :adv_dx_units: NECB_Default :airloop_economizer_type: NECB_Default :algorithm: :eta: 3.0 :minimize_objectives: - heating_peak_w_per_m_sq - cost_utility_ghg_total_kg_per_m_sq - energy_eui_total_gj_per_m_sq :n_generations: 2 :population: 30 :prob: 0.85 :type: nsga2 :algorithm_type: nsga2 :analysis_id: 032a3b1b-5a87-4d55-9cb2-4fbb90ffb270 :analysis_name: idp_example_opt :boiler_eff: NECB_Default :btap_batch_version: 1.0.002 :btap_costing_branch: nrcan_prod :building_type: FullServiceRestaurant :chiller_type: NECB_Default :compute_environment: local :datapoint_id: 1537e1e1-efc6-41f2-a19e-26a95c7a4ef3 :daylighting_type: add_daylighting_controls :dcv_type: CO2_based_DCV :door_construction_cond: '1.6' :ecm_system_name: NECB_Default :electrical_loads_scale: NECB_Default :enable_costing: true :epw_file: CAN_QC_Montreal-Trudeau.Intl.AP.716270_CWEC2016.epw :erv_package: Plate-All :ext_floor_cond: NECB_Default :ext_roof_cond: '0.121' :ext_wall_cond: '0.314' :fdwr_set: NECB_Default :fixed_wind_solar_trans: '0.3' :fixed_window_cond: '2.4' :furnace_eff: NECB_Default :glass_door_cond: '1.6' :glass_door_solar_trans: NECB_Default :ground_floor_cond: NECB_Default :ground_roof_cond: '0.210' :ground_wall_cond: '0.568' :image_name: btap_private_cli :infiltration_scale: NECB_Default :kill_database: true :lights_scale: NECB_Default :lights_type: NECB_Default :no_of_threads: null :nocache: false :nv_delta_temp_in_out: NECB_Default :nv_opening_fraction: NECB_Default :nv_temp_out_min: NECB_Default :nv_type: NECB_Default :oa_scale: NECB_Default :occupancy_loads_scale: NECB_Default :os_standards_branch: nrcan_prod :os_version: 3.0.1 :output_meters: [] :output_variables: [] :overhead_door_cond: '2.2' :primary_heating_fuel: Electricity :pv_ground_azimuth_angle: NECB_Default :pv_ground_module_description: NECB_Default :pv_ground_tilt_angle: NECB_Default :pv_ground_total_area_pv_panels_m2: NECB_Default :pv_ground_type: NECB_Default :rotation_degrees: '90.0' :run_annual_simulation: true :s3_bucket: '834599497928' :scale_x: '1.0' :scale_y: '1.0' :scale_z: '1.0' :scenario: optimize :shw_eff: NECB_Default :skylight_cond: NECB_Default :skylight_solar_trans: NECB_Default :srr_set: '0.0' :template: NECB2017 docker_command: docker run --rm -v C:\Users\plopez\PycharmProjects\btap_batch\examples\idp\idp_example_opt\032a3b1b-5a87-4d55-9cb2-4fbb90ffb270\output:/btap_costing/utilities/btap_cli/output -v C:\Users\plopez\PycharmProjects\btap_batch\examples\idp\idp_example_opt\032a3b1b-5a87-4d55-9cb2-4fbb90ffb270\input\1537e1e1-efc6-41f2-a19e-26a95c7a4ef3:/btap_costing/utilities/btap_cli/input btap_private_cli bundle exec ruby btap_cli.rb | idp_example_opt | 032a3b1b-5a87-4d55-9cb2-4fbb90ffb270 | 1537e1e1-efc6-41f2-a19e-26a95c7a4ef3 | NECB2017 | FullServiceRestaurant | Electricity | Electricity | CAN_QC_Montreal-Trudeau.Intl.AP.716270_CWEC2016.epw | nsga2 |  | CO2_based_DCV | NECB_Default | NECB_Default | Plate-All | 0.314 | NECB_Default | 0.121 | 2.4 | NECB_Default | add_daylighting_controls | NECB_Default | NECB_Default | NECB_Default | 0.568 | NECB_Default | 0.210 | 1.6 | 1.6 | 2.2 | NECB_Default | NECB_Default | 0.3 | NECB_Default | NECB_Default | 0 | 90 | 1 | 1 | 1 | NECB_Default | NECB_Default | NECB_Default | NECB_Default | NECB_Default | NECB_Default | NECB_Default | NECB_Default | NECB_Default | NECB_Default | NECB_Default | NECB_Default | NECB_Default | NECB_Default | NECB_Default | NECB_Default | local | 834599497928 | btap_private_cli | 0 | TRUE | TRUE | 1 | optimize | 129.9231 | 20.894 | 14.3359 | 123.8873 | 511.15 | 845.2233 | 37.3 | FullServiceRestaurant |  |  | 0 | FullServiceRestaurant | 1 |  | 1 | NECB2017 | 0.35452 | 2384.1067 | 244.6402 | 12.3147 | 64.9441 | 31.8231 | 772.2373 | 418.5153 | MONTREAL | QUEBEC | 0.27039 | 0 | 0 | 0.27039 | 17.2211 | 0 | 0 | 17.2211 | 0 | 0.039734 | 0 | 0 | 0.69578 | 0.20147 | 0.014692 | 0.051609 | 0.067182 | 0.16792 | 0 | 0 | 0.69578 | 0.15318 | 160.0899 | 0 | 37.3 | 0.757 | [5 empty] | 0.121 | 0.314 | 2.4 |  | 0 | Montreal-Trudeau Intl AP | CAN | 323 | 4090 | 45.471 | -73.741 | 6 | 4400 | QC | CAN_QC_Montreal-Trudeau.Intl.AP.716270_CWEC2016.epw | 0.69579 | 20.894 | 129.9231 | 7.5507 | 18.0989 | FALSE | FALSE | TRUE | FALSE | 12.385 | 16.2696 | 0 | 0.21423 | 0.0048524 | 78.3 | 0 | 44.149 | 1.0279 | 0.023283 | 375.71 | 0 | 0.69578 | 19.33 | 10.17 | 0 | 0 |  | file:///C:\Users\plopez\PycharmProjects\btap_batch\examples\idp\idp_example_opt\032a3b1b-5a87-4d55-9cb2-4fbb90ffb270\output\1537e1e1-efc6-41f2-a19e-26a95c7a4ef3 | 1.0.002 |  | docker run --rm -v C:\Users\plopez\PycharmProjects\btap_batch\examples\idp\idp_example_opt\032a3b1b-5a87-4d55-9cb2-4fbb90ffb270\output:/btap_costing/utilities/btap_cli/output -v C:\Users\plopez\PycharmProjects\btap_batch\examples\idp\idp_example_opt\032a3b1b-5a87-4d55-9cb2-4fbb90ffb270\input\1537e1e1-efc6-41f2-a19e-26a95c7a4ef3:/btap_costing/utilities/btap_cli/input btap_private_cli bundle exec ruby btap_cli.rb | -18.9 | -18.9 | 1 | 56.3 | 52.3 | tier_3 | 52.3
118 | 47 |  | TRUE | 63 | 2 | 0 | 119.5199 | nrcan_prod | nrcan_prod | 3.0.1 | 0.1 | 2021-09-24 19:55:11 +0000 | 438c2ebff | 0.2.14 | :adv_dx_units: NECB_Default :airloop_economizer_type: NECB_Default :algorithm: :eta: 3.0 :minimize_objectives: - heating_peak_w_per_m_sq - cost_utility_ghg_total_kg_per_m_sq - energy_eui_total_gj_per_m_sq :n_generations: 2 :population: 30 :prob: 0.85 :type: nsga2 :algorithm_type: nsga2 :analysis_id: 032a3b1b-5a87-4d55-9cb2-4fbb90ffb270 :analysis_name: idp_example_opt :boiler_eff: NECB_Default :btap_batch_version: 1.0.002 :btap_costing_branch: nrcan_prod :building_type: FullServiceRestaurant :chiller_type: NECB_Default :compute_environment: local :datapoint_id: c0860955-5dd3-4e62-bd6d-7f300391adcb :daylighting_type: NECB_Default :dcv_type: Occupancy_based_DCV :door_construction_cond: '2.2' :ecm_system_name: NECB_Default :electrical_loads_scale: NECB_Default :enable_costing: true :epw_file: CAN_QC_Montreal-Trudeau.Intl.AP.716270_CWEC2016.epw :erv_package: NECB_Default_All :ext_floor_cond: '0.183' :ext_roof_cond: '0.121' :ext_wall_cond: NECB_Default :fdwr_set: NECB_Default :fixed_wind_solar_trans: NECB_Default :fixed_window_cond: NECB_Default :furnace_eff: NECB_Default :glass_door_cond: '2.4' :glass_door_solar_trans: NECB_Default :ground_floor_cond: '0.379' :ground_roof_cond: '0.284' :ground_wall_cond: NECB_Default :image_name: btap_private_cli :infiltration_scale: NECB_Default :kill_database: true :lights_scale: NECB_Default :lights_type: NECB_Default :no_of_threads: null :nocache: false :nv_delta_temp_in_out: NECB_Default :nv_opening_fraction: NECB_Default :nv_temp_out_min: NECB_Default :nv_type: NECB_Default :oa_scale: NECB_Default :occupancy_loads_scale: NECB_Default :os_standards_branch: nrcan_prod :os_version: 3.0.1 :output_meters: [] :output_variables: [] :overhead_door_cond: NECB_Default :primary_heating_fuel: Electricity :pv_ground_azimuth_angle: NECB_Default :pv_ground_module_description: NECB_Default :pv_ground_tilt_angle: NECB_Default :pv_ground_total_area_pv_panels_m2: NECB_Default :pv_ground_type: NECB_Default :rotation_degrees: '90.0' :run_annual_simulation: true :s3_bucket: '834599497928' :scale_x: '1.0' :scale_y: '1.0' :scale_z: '1.0' :scenario: optimize :shw_eff: NECB_Default :skylight_cond: NECB_Default :skylight_solar_trans: NECB_Default :srr_set: '0.0' :template: NECB2017 docker_command: docker run --rm -v C:\Users\plopez\PycharmProjects\btap_batch\examples\idp\idp_example_opt\032a3b1b-5a87-4d55-9cb2-4fbb90ffb270\output:/btap_costing/utilities/btap_cli/output -v C:\Users\plopez\PycharmProjects\btap_batch\examples\idp\idp_example_opt\032a3b1b-5a87-4d55-9cb2-4fbb90ffb270\input\c0860955-5dd3-4e62-bd6d-7f300391adcb:/btap_costing/utilities/btap_cli/input btap_private_cli bundle exec ruby btap_cli.rb | idp_example_opt | 032a3b1b-5a87-4d55-9cb2-4fbb90ffb270 | c0860955-5dd3-4e62-bd6d-7f300391adcb | NECB2017 | FullServiceRestaurant | Electricity | Electricity | CAN_QC_Montreal-Trudeau.Intl.AP.716270_CWEC2016.epw | nsga2 |  | Occupancy_based_DCV | NECB_Default | NECB_Default | NECB_Default_All | NECB_Default | 0.183 | 0.121 | NECB_Default | NECB_Default | NECB_Default | NECB_Default | NECB_Default | NECB_Default | NECB_Default | 0.379 | 0.284 | 2.2 | 2.4 | NECB_Default | NECB_Default | NECB_Default | NECB_Default | NECB_Default | NECB_Default | 0 | 90 | 1 | 1 | 1 | NECB_Default | NECB_Default | NECB_Default | NECB_Default | NECB_Default | NECB_Default | NECB_Default | NECB_Default | NECB_Default | NECB_Default | NECB_Default | NECB_Default | NECB_Default | NECB_Default | NECB_Default | NECB_Default | local | 834599497928 | btap_private_cli | 0 | TRUE | TRUE | 1 | optimize | 283.3815 | 31.7207 | 67.1253 | 191.5343 | 511.15 | 845.2233 | 37.3 | FullServiceRestaurant |  |  | 0 | FullServiceRestaurant | 1 |  | 1 | NECB2017 | 0.35452 | 2384.1067 | 249.0778 | 11.4201 | 64.9441 | 31.8231 | 841.9976 | 484.7324 | MONTREAL | QUEBEC | 0.38105 | 0 | 0 | 0.38105 | 24.2687 | 0 | 0 | 24.2687 | 0 | 0.060941 | 0 | 0 | 0.98051 | 0.23375 | 0.055894 | 0.24165 | 0.067182 | 0.16792 | 0 | 0 | 0.98051 | 0.15318 | 320.1738 | 0 | 37.3 | 0.379 | [5 empty] | 0.121 | 0.247 | 1.9 |  | 0 | Montreal-Trudeau Intl AP | CAN | 323 | 4090 | 45.471 | -73.741 | 6 | 4400 | QC | CAN_QC_Montreal-Trudeau.Intl.AP.716270_CWEC2016.epw | 0.98055 | 31.7207 | 283.3815 | 7.5507 | 18.0989 | FALSE | FALSE | FALSE | FALSE | 12.385 | 16.2696 | 0 | 0.21423 | 0.0048524 | 78.3 | 0 | 44.149 | 1.0279 | 0.023283 | 375.71 | 0 | 0.98051 | 45 | 28.33 | 0 | 0 |  | file:///C:\Users\plopez\PycharmProjects\btap_batch\examples\idp\idp_example_opt\032a3b1b-5a87-4d55-9cb2-4fbb90ffb270\output\c0860955-5dd3-4e62-bd6d-7f300391adcb | 1.0.002 |  | docker run --rm -v C:\Users\plopez\PycharmProjects\btap_batch\examples\idp\idp_example_opt\032a3b1b-5a87-4d55-9cb2-4fbb90ffb270\output:/btap_costing/utilities/btap_cli/output -v C:\Users\plopez\PycharmProjects\btap_batch\examples\idp\idp_example_opt\032a3b1b-5a87-4d55-9cb2-4fbb90ffb270\input\c0860955-5dd3-4e62-bd6d-7f300391adcb:/btap_costing/utilities/btap_cli/input btap_private_cli bundle exec ruby btap_cli.rb | -11.8 | -11.8 | 1 | 12.6 | 32.8 | tier_2 | 32.8
119 | 48 |  | TRUE | 56 | 0 | 0 | 119.3411 | nrcan_prod | nrcan_prod | 3.0.1 | 0.1 | 2021-09-24 19:55:12 +0000 | 438c2ebff | 0.2.14 | :adv_dx_units: Carrier WeatherExpert :airloop_economizer_type: NECB_Default :algorithm: :eta: 3.0 :minimize_objectives: - heating_peak_w_per_m_sq - cost_utility_ghg_total_kg_per_m_sq - energy_eui_total_gj_per_m_sq :n_generations: 2 :population: 30 :prob: 0.85 :type: nsga2 :algorithm_type: nsga2 :analysis_id: 032a3b1b-5a87-4d55-9cb2-4fbb90ffb270 :analysis_name: idp_example_opt :boiler_eff: NECB_Default :btap_batch_version: 1.0.002 :btap_costing_branch: nrcan_prod :building_type: FullServiceRestaurant :chiller_type: NECB_Default :compute_environment: local :datapoint_id: b47d069b-d1db-4bc6-b4c2-4175b5d9c36e :daylighting_type: NECB_Default :dcv_type: No_DCV :door_construction_cond: '2.4' :ecm_system_name: NECB_Default :electrical_loads_scale: NECB_Default :enable_costing: true :epw_file: CAN_QC_Montreal-Trudeau.Intl.AP.716270_CWEC2016.epw :erv_package: NECB_Default :ext_floor_cond: '0.183' :ext_roof_cond: '0.162' :ext_wall_cond: '0.183' :fdwr_set: NECB_Default :fixed_wind_solar_trans: '0.5' :fixed_window_cond: '1.6' :furnace_eff: NECB_Default :glass_door_cond: '2.4' :glass_door_solar_trans: NECB_Default :ground_floor_cond: NECB_Default :ground_roof_cond: '0.210' :ground_wall_cond: '0.284' :image_name: btap_private_cli :infiltration_scale: NECB_Default :kill_database: true :lights_scale: NECB_Default :lights_type: NECB_Default :no_of_threads: null :nocache: false :nv_delta_temp_in_out: NECB_Default :nv_opening_fraction: NECB_Default :nv_temp_out_min: NECB_Default :nv_type: NECB_Default :oa_scale: NECB_Default :occupancy_loads_scale: NECB_Default :os_standards_branch: nrcan_prod :os_version: 3.0.1 :output_meters: [] :output_variables: [] :overhead_door_cond: '2.2' :primary_heating_fuel: Electricity :pv_ground_azimuth_angle: NECB_Default :pv_ground_module_description: NECB_Default :pv_ground_tilt_angle: NECB_Default :pv_ground_total_area_pv_panels_m2: NECB_Default :pv_ground_type: NECB_Default :rotation_degrees: '90.0' :run_annual_simulation: true :s3_bucket: '834599497928' :scale_x: '1.0' :scale_y: '1.0' :scale_z: '1.0' :scenario: optimize :shw_eff: NECB_Default :skylight_cond: NECB_Default :skylight_solar_trans: NECB_Default :srr_set: '0.0' :template: NECB2017 docker_command: docker run --rm -v C:\Users\plopez\PycharmProjects\btap_batch\examples\idp\idp_example_opt\032a3b1b-5a87-4d55-9cb2-4fbb90ffb270\output:/btap_costing/utilities/btap_cli/output -v C:\Users\plopez\PycharmProjects\btap_batch\examples\idp\idp_example_opt\032a3b1b-5a87-4d55-9cb2-4fbb90ffb270\input\b47d069b-d1db-4bc6-b4c2-4175b5d9c36e:/btap_costing/utilities/btap_cli/input btap_private_cli bundle exec ruby btap_cli.rb | idp_example_opt | 032a3b1b-5a87-4d55-9cb2-4fbb90ffb270 | b47d069b-d1db-4bc6-b4c2-4175b5d9c36e | NECB2017 | FullServiceRestaurant | Electricity | Electricity | CAN_QC_Montreal-Trudeau.Intl.AP.716270_CWEC2016.epw | nsga2 |  | No_DCV | NECB_Default | NECB_Default | NECB_Default | 0.183 | 0.183 | 0.162 | 1.6 | NECB_Default | NECB_Default | NECB_Default | NECB_Default | NECB_Default | 0.284 | NECB_Default | 0.210 | 2.4 | 2.4 | 2.2 | NECB_Default | NECB_Default | 0.5 | NECB_Default | NECB_Default | 0 | 90 | 1 | 1 | 1 | NECB_Default | NECB_Default | NECB_Default | NECB_Default | NECB_Default | Carrier WeatherExpert | NECB_Default | NECB_Default | NECB_Default | NECB_Default | NECB_Default | NECB_Default | NECB_Default | NECB_Default | NECB_Default | NECB_Default | local | 834599497928 | btap_private_cli | 0 | TRUE | TRUE | 1 | optimize | 334.6034 | 28.2492 | 199.1044 | 314.5739 | 511.15 | 845.2233 | 37.3 | FullServiceRestaurant |  |  | 0 | FullServiceRestaurant | 1 |  | 1 | NECB2017 | 0.35452 | 2384.1067 | 246.5203 | 11.1219 | 64.9441 | 31.8231 | 811.7485 | 457.3391 | MONTREAL | QUEBEC | 0.56334 | 0 | 0 | 0.56334 | 35.8789 | 0 | 0 | 35.8789 | 0 | 0.04261 | 0 | 0 | 1.4496 | 0.2199 | 0.08207 | 0.71678 | 0.067182 | 0.16792 | 0 | 0 | 1.4496 | 0.15318 | 365.1709 | 0 | 37.3 | 0.757 | [5 empty] | 0.162 | 0.183 | 1.6 |  | 0 | Montreal-Trudeau Intl AP | CAN | 323 | 4090 | 45.471 | -73.741 | 6 | 4400 | QC | CAN_QC_Montreal-Trudeau.Intl.AP.716270_CWEC2016.epw | 1.4496 | 28.2492 | 334.6034 | 7.5507 | 18.099 | FALSE | FALSE | FALSE | FALSE | 12.385 | 16.2697 | 0 | 0.21423 | 0.0048524 | 78.3 | 0 | 44.149 | 1.0279 | 0.023283 | 375.71 | 0 | 1.4496 | 33.17 | 19.5 | 0 | 0 |  | file:///C:\Users\plopez\PycharmProjects\btap_batch\examples\idp\idp_example_opt\032a3b1b-5a87-4d55-9cb2-4fbb90ffb270\output\b47d069b-d1db-4bc6-b4c2-4175b5d9c36e | 1.0.002 |  | docker run --rm -v C:\Users\plopez\PycharmProjects\btap_batch\examples\idp\idp_example_opt\032a3b1b-5a87-4d55-9cb2-4fbb90ffb270\output:/btap_costing/utilities/btap_cli/output -v C:\Users\plopez\PycharmProjects\btap_batch\examples\idp\idp_example_opt\032a3b1b-5a87-4d55-9cb2-4fbb90ffb270\input\b47d069b-d1db-4bc6-b4c2-4175b5d9c36e:/btap_costing/utilities/btap_cli/input btap_private_cli bundle exec ruby btap_cli.rb | -0.2 | -0.2 | 1 | 0.3 | 0.6 | tier_1 | 0.6
120 | 49 |  | TRUE | 57 | 2 | 0 | 119.3573 | nrcan_prod | nrcan_prod | 3.0.1 | 0.1 | 2021-09-24 19:55:13 +0000 | 438c2ebff | 0.2.14 | :adv_dx_units: NECB_Default :airloop_economizer_type: NECB_Default :algorithm: :eta: 3.0 :minimize_objectives: - heating_peak_w_per_m_sq - cost_utility_ghg_total_kg_per_m_sq - energy_eui_total_gj_per_m_sq :n_generations: 2 :population: 30 :prob: 0.85 :type: nsga2 :algorithm_type: nsga2 :analysis_id: 032a3b1b-5a87-4d55-9cb2-4fbb90ffb270 :analysis_name: idp_example_opt :boiler_eff: NECB_Default :btap_batch_version: 1.0.002 :btap_costing_branch: nrcan_prod :building_type: FullServiceRestaurant :chiller_type: NECB_Default :compute_environment: local :datapoint_id: 4c681103-3361-495c-8175-72636be560a2 :daylighting_type: add_daylighting_controls :dcv_type: No_DCV :door_construction_cond: NECB_Default :ecm_system_name: NECB_Default :electrical_loads_scale: NECB_Default :enable_costing: true :epw_file: CAN_QC_Montreal-Trudeau.Intl.AP.716270_CWEC2016.epw :erv_package: Plate-All :ext_floor_cond: '0.183' :ext_roof_cond: NECB_Default :ext_wall_cond: '0.183' :fdwr_set: NECB_Default :fixed_wind_solar_trans: '0.4' :fixed_window_cond: '1.6' :furnace_eff: NECB_Default :glass_door_cond: NECB_Default :glass_door_solar_trans: NECB_Default :ground_floor_cond: '0.379' :ground_roof_cond: NECB_Default :ground_wall_cond: NECB_Default :image_name: btap_private_cli :infiltration_scale: NECB_Default :kill_database: true :lights_scale: NECB_Default :lights_type: NECB_Default :no_of_threads: null :nocache: false :nv_delta_temp_in_out: NECB_Default :nv_opening_fraction: NECB_Default :nv_temp_out_min: NECB_Default :nv_type: NECB_Default :oa_scale: NECB_Default :occupancy_loads_scale: NECB_Default :os_standards_branch: nrcan_prod :os_version: 3.0.1 :output_meters: [] :output_variables: [] :overhead_door_cond: '2.4' :primary_heating_fuel: Electricity :pv_ground_azimuth_angle: NECB_Default :pv_ground_module_description: NECB_Default :pv_ground_tilt_angle: NECB_Default :pv_ground_total_area_pv_panels_m2: NECB_Default :pv_ground_type: NECB_Default :rotation_degrees: '90.0' :run_annual_simulation: true :s3_bucket: '834599497928' :scale_x: '1.0' :scale_y: '1.0' :scale_z: '1.0' :scenario: optimize :shw_eff: NECB_Default :skylight_cond: NECB_Default :skylight_solar_trans: NECB_Default :srr_set: '0.0' :template: NECB2017 docker_command: docker run --rm -v C:\Users\plopez\PycharmProjects\btap_batch\examples\idp\idp_example_opt\032a3b1b-5a87-4d55-9cb2-4fbb90ffb270\output:/btap_costing/utilities/btap_cli/output -v C:\Users\plopez\PycharmProjects\btap_batch\examples\idp\idp_example_opt\032a3b1b-5a87-4d55-9cb2-4fbb90ffb270\input\4c681103-3361-495c-8175-72636be560a2:/btap_costing/utilities/btap_cli/input btap_private_cli bundle exec ruby btap_cli.rb | idp_example_opt | 032a3b1b-5a87-4d55-9cb2-4fbb90ffb270 | 4c681103-3361-495c-8175-72636be560a2 | NECB2017 | FullServiceRestaurant | Electricity | Electricity | CAN_QC_Montreal-Trudeau.Intl.AP.716270_CWEC2016.epw | nsga2 |  | No_DCV | NECB_Default | NECB_Default | Plate-All | 0.183 | 0.183 | NECB_Default | 1.6 | NECB_Default | add_daylighting_controls | NECB_Default | NECB_Default | NECB_Default | NECB_Default | 0.379 | NECB_Default | NECB_Default | NECB_Default | 2.4 | NECB_Default | NECB_Default | 0.4 | NECB_Default | NECB_Default | 0 | 90 | 1 | 1 | 1 | NECB_Default | NECB_Default | NECB_Default | NECB_Default | NECB_Default | NECB_Default | NECB_Default | NECB_Default | NECB_Default | NECB_Default | NECB_Default | NECB_Default | NECB_Default | NECB_Default | NECB_Default | NECB_Default | local | 834599497928 | btap_private_cli | 0 | TRUE | TRUE | 1 | optimize | 335.6624 | 26.8159 | 39.8448 | 155.8088 | 511.15 | 845.2233 | 37.3 | FullServiceRestaurant |  |  | 0 | FullServiceRestaurant | 1 |  | 1 | NECB2017 | 0.35452 | 2384.1067 | 247.8115 | 11.1219 | 64.9441 | 31.8231 | 799.9594 | 444.2588 | MONTREAL | QUEBEC | 0.34123 | 0 | 0 | 0.34123 | 21.7329 | 0 | 0 | 21.7329 | 0 | 0.048988 | 0 | 0 | 0.87808 | 0.2153 | 0.08207 | 0.14344 | 0.067182 | 0.16792 | 0 | 0 | 0.87808 | 0.15318 | 366.8205 | 0 | 37.3 | 0.379 | [5 empty] | 0.156 | 0.183 | 1.6 |  | 0 | Montreal-Trudeau Intl AP | CAN | 323 | 4090 | 45.471 | -73.741 | 6 | 4400 | QC | CAN_QC_Montreal-Trudeau.Intl.AP.716270_CWEC2016.epw | 0.8781 | 26.8159 | 335.6624 | 7.5507 | 18.0989 | FALSE | FALSE | FALSE | FALSE | 12.385 | 16.2697 | 0 | 0.21423 | 0.0048524 | 78.3 | 0 | 44.149 | 1.0279 | 0.023283 | 375.71 | 0 | 0.87808 | 32.83 | 19.17 | 0 | 0 |  | file:///C:\Users\plopez\PycharmProjects\btap_batch\examples\idp\idp_example_opt\032a3b1b-5a87-4d55-9cb2-4fbb90ffb270\output\4c681103-3361-495c-8175-72636be560a2 | 1.0.002 |  | docker run --rm -v C:\Users\plopez\PycharmProjects\btap_batch\examples\idp\idp_example_opt\032a3b1b-5a87-4d55-9cb2-4fbb90ffb270\output:/btap_costing/utilities/btap_cli/output -v C:\Users\plopez\PycharmProjects\btap_batch\examples\idp\idp_example_opt\032a3b1b-5a87-4d55-9cb2-4fbb90ffb270\input\4c681103-3361-495c-8175-72636be560a2:/btap_costing/utilities/btap_cli/input btap_private_cli bundle exec ruby btap_cli.rb | -14.4 | -14.4 | 1 | -0.2 | 39.8 | tier_2 | 39.8
121 | 50 |  | TRUE | 58 | 0 | 0 | 120.1512 | nrcan_prod | nrcan_prod | 3.0.1 | 0.1 | 2021-09-24 19:55:14 +0000 | 438c2ebff | 0.2.14 | :adv_dx_units: NECB_Default :airloop_economizer_type: NECB_Default :algorithm: :eta: 3.0 :minimize_objectives: - heating_peak_w_per_m_sq - cost_utility_ghg_total_kg_per_m_sq - energy_eui_total_gj_per_m_sq :n_generations: 2 :population: 30 :prob: 0.85 :type: nsga2 :algorithm_type: nsga2 :analysis_id: 032a3b1b-5a87-4d55-9cb2-4fbb90ffb270 :analysis_name: idp_example_opt :boiler_eff: NECB_Default :btap_batch_version: 1.0.002 :btap_costing_branch: nrcan_prod :building_type: FullServiceRestaurant :chiller_type: NECB_Default :compute_environment: local :datapoint_id: 5dee9ee7-6ff6-417e-847d-a99706905651 :daylighting_type: add_daylighting_controls :dcv_type: Occupancy_based_DCV :door_construction_cond: '2.4' :ecm_system_name: NECB_Default :electrical_loads_scale: NECB_Default :enable_costing: true :epw_file: CAN_QC_Montreal-Trudeau.Intl.AP.716270_CWEC2016.epw :erv_package: NECB_Default :ext_floor_cond: '0.183' :ext_roof_cond: '0.162' :ext_wall_cond: '0.210' :fdwr_set: NECB_Default :fixed_wind_solar_trans: NECB_Default :fixed_window_cond: '2.4' :furnace_eff: NECB_Default :glass_door_cond: '1.6' :glass_door_solar_trans: NECB_Default :ground_floor_cond: '0.379' :ground_roof_cond: '0.284' :ground_wall_cond: NECB_Default :image_name: btap_private_cli :infiltration_scale: NECB_Default :kill_database: true :lights_scale: NECB_Default :lights_type: NECB_Default :no_of_threads: null :nocache: false :nv_delta_temp_in_out: NECB_Default :nv_opening_fraction: NECB_Default :nv_temp_out_min: NECB_Default :nv_type: NECB_Default :oa_scale: NECB_Default :occupancy_loads_scale: NECB_Default :os_standards_branch: nrcan_prod :os_version: 3.0.1 :output_meters: [] :output_variables: [] :overhead_door_cond: NECB_Default :primary_heating_fuel: Electricity :pv_ground_azimuth_angle: NECB_Default :pv_ground_module_description: NECB_Default :pv_ground_tilt_angle: NECB_Default :pv_ground_total_area_pv_panels_m2: NECB_Default :pv_ground_type: NECB_Default :rotation_degrees: '90.0' :run_annual_simulation: true :s3_bucket: '834599497928' :scale_x: '1.0' :scale_y: '1.0' :scale_z: '1.0' :scenario: optimize :shw_eff: NECB_Default :skylight_cond: NECB_Default :skylight_solar_trans: NECB_Default :srr_set: '0.0' :template: NECB2017 docker_command: docker run --rm -v C:\Users\plopez\PycharmProjects\btap_batch\examples\idp\idp_example_opt\032a3b1b-5a87-4d55-9cb2-4fbb90ffb270\output:/btap_costing/utilities/btap_cli/output -v C:\Users\plopez\PycharmProjects\btap_batch\examples\idp\idp_example_opt\032a3b1b-5a87-4d55-9cb2-4fbb90ffb270\input\5dee9ee7-6ff6-417e-847d-a99706905651:/btap_costing/utilities/btap_cli/input btap_private_cli bundle exec ruby btap_cli.rb | idp_example_opt | 032a3b1b-5a87-4d55-9cb2-4fbb90ffb270 | 5dee9ee7-6ff6-417e-847d-a99706905651 | NECB2017 | FullServiceRestaurant | Electricity | Electricity | CAN_QC_Montreal-Trudeau.Intl.AP.716270_CWEC2016.epw | nsga2 |  | Occupancy_based_DCV | NECB_Default | NECB_Default | NECB_Default | 0.210 | 0.183 | 0.162 | 2.4 | NECB_Default | add_daylighting_controls | NECB_Default | NECB_Default | NECB_Default | NECB_Default | 0.379 | 0.284 | 2.4 | 1.6 | NECB_Default | NECB_Default | NECB_Default | NECB_Default | NECB_Default | NECB_Default | 0 | 90 | 1 | 1 | 1 | NECB_Default | NECB_Default | NECB_Default | NECB_Default | NECB_Default | NECB_Default | NECB_Default | NECB_Default | NECB_Default | NECB_Default | NECB_Default | NECB_Default | NECB_Default | NECB_Default | NECB_Default | NECB_Default | local | 834599497928 | btap_private_cli | 0 | TRUE | TRUE | 1 | optimize | 287.4841 | 37.6529 | 99.612 | 223.9993 | 511.15 | 845.2233 | 37.3 | FullServiceRestaurant |  |  | 0 | FullServiceRestaurant | 1 |  | 1 | NECB2017 | 0.35452 | 2384.1067 | 244.0383 | 12.3231 | 64.9441 | 31.8231 | 837.3005 | 484.1719 | MONTREAL | QUEBEC | 0.42859 | 0 | 0 | 0.42859 | 27.2969 | 0 | 0 | 27.2969 | 0 | 0.061724 | 0 | 0 | 1.1029 | 0.23289 | 0.061391 | 0.3586 | 0.067182 | 0.16792 | 0 | 0 | 1.1029 | 0.15318 | 324.2458 | 0 | 37.3 | 0.379 | [5 empty] | 0.162 | 0.21 | 2.4 |  | 0 | Montreal-Trudeau Intl AP | CAN | 323 | 4090 | 45.471 | -73.741 | 6 | 4400 | QC | CAN_QC_Montreal-Trudeau.Intl.AP.716270_CWEC2016.epw | 1.1029 | 37.6529 | 287.4841 | 7.5507 | 18.099 | FALSE | FALSE | FALSE | FALSE | 12.385 | 16.2697 | 0 | 0.21423 | 0.0048524 | 78.3 | 0 | 44.149 | 1.0279 | 0.023283 | 375.71 | 0 | 1.1029 | 41.67 | 26.17 | 0 | 0 |  | file:///C:\Users\plopez\PycharmProjects\btap_batch\examples\idp\idp_example_opt\032a3b1b-5a87-4d55-9cb2-4fbb90ffb270\output\5dee9ee7-6ff6-417e-847d-a99706905651 | 1.0.002 |  | docker run --rm -v C:\Users\plopez\PycharmProjects\btap_batch\examples\idp\idp_example_opt\032a3b1b-5a87-4d55-9cb2-4fbb90ffb270\output:/btap_costing/utilities/btap_cli/output -v C:\Users\plopez\PycharmProjects\btap_batch\examples\idp\idp_example_opt\032a3b1b-5a87-4d55-9cb2-4fbb90ffb270\input\5dee9ee7-6ff6-417e-847d-a99706905651:/btap_costing/utilities/btap_cli/input btap_private_cli bundle exec ruby btap_cli.rb | -8.8 | -8.8 | 1 | 11.4 | 24.4 | tier_1 | 24.4
122 | 51 |  | TRUE | 59 | 2 | 0 | 119.8231 | nrcan_prod | nrcan_prod | 3.0.1 | 0.1 | 2021-09-24 19:55:13 +0000 | 438c2ebff | 0.2.14 | :adv_dx_units: Carrier WeatherExpert :airloop_economizer_type: NECB_Default :algorithm: :eta: 3.0 :minimize_objectives: - heating_peak_w_per_m_sq - cost_utility_ghg_total_kg_per_m_sq - energy_eui_total_gj_per_m_sq :n_generations: 2 :population: 30 :prob: 0.85 :type: nsga2 :algorithm_type: nsga2 :analysis_id: 032a3b1b-5a87-4d55-9cb2-4fbb90ffb270 :analysis_name: idp_example_opt :boiler_eff: NECB_Default :btap_batch_version: 1.0.002 :btap_costing_branch: nrcan_prod :building_type: FullServiceRestaurant :chiller_type: NECB_Default :compute_environment: local :datapoint_id: 31eaff94-f0ff-4442-bd0d-f84faf31b413 :daylighting_type: add_daylighting_controls :dcv_type: No_DCV :door_construction_cond: NECB_Default :ecm_system_name: NECB_Default :electrical_loads_scale: NECB_Default :enable_costing: true :epw_file: CAN_QC_Montreal-Trudeau.Intl.AP.716270_CWEC2016.epw :erv_package: Rotary-All :ext_floor_cond: '0.227' :ext_roof_cond: '0.227' :ext_wall_cond: '0.183' :fdwr_set: NECB_Default :fixed_wind_solar_trans: '0.2' :fixed_window_cond: NECB_Default :furnace_eff: NECB_Default :glass_door_cond: '1.6' :glass_door_solar_trans: NECB_Default :ground_floor_cond: '0.379' :ground_roof_cond: NECB_Default :ground_wall_cond: '0.284' :image_name: btap_private_cli :infiltration_scale: NECB_Default :kill_database: true :lights_scale: NECB_Default :lights_type: NECB_Default :no_of_threads: null :nocache: false :nv_delta_temp_in_out: NECB_Default :nv_opening_fraction: NECB_Default :nv_temp_out_min: NECB_Default :nv_type: NECB_Default :oa_scale: NECB_Default :occupancy_loads_scale: NECB_Default :os_standards_branch: nrcan_prod :os_version: 3.0.1 :output_meters: [] :output_variables: [] :overhead_door_cond: '2.4' :primary_heating_fuel: Electricity :pv_ground_azimuth_angle: NECB_Default :pv_ground_module_description: NECB_Default :pv_ground_tilt_angle: NECB_Default :pv_ground_total_area_pv_panels_m2: NECB_Default :pv_ground_type: NECB_Default :rotation_degrees: '90.0' :run_annual_simulation: true :s3_bucket: '834599497928' :scale_x: '1.0' :scale_y: '1.0' :scale_z: '1.0' :scenario: optimize :shw_eff: NECB_Default :skylight_cond: NECB_Default :skylight_solar_trans: NECB_Default :srr_set: '0.0' :template: NECB2017 docker_command: docker run --rm -v C:\Users\plopez\PycharmProjects\btap_batch\examples\idp\idp_example_opt\032a3b1b-5a87-4d55-9cb2-4fbb90ffb270\output:/btap_costing/utilities/btap_cli/output -v C:\Users\plopez\PycharmProjects\btap_batch\examples\idp\idp_example_opt\032a3b1b-5a87-4d55-9cb2-4fbb90ffb270\input\31eaff94-f0ff-4442-bd0d-f84faf31b413:/btap_costing/utilities/btap_cli/input btap_private_cli bundle exec ruby btap_cli.rb | idp_example_opt | 032a3b1b-5a87-4d55-9cb2-4fbb90ffb270 | 31eaff94-f0ff-4442-bd0d-f84faf31b413 | NECB2017 | FullServiceRestaurant | Electricity | Electricity | CAN_QC_Montreal-Trudeau.Intl.AP.716270_CWEC2016.epw | nsga2 |  | No_DCV | NECB_Default | NECB_Default | Rotary-All | 0.183 | 0.227 | 0.227 | NECB_Default | NECB_Default | add_daylighting_controls | NECB_Default | NECB_Default | NECB_Default | 0.284 | 0.379 | NECB_Default | NECB_Default | 1.6 | 2.4 | NECB_Default | NECB_Default | 0.2 | NECB_Default | NECB_Default | 0 | 90 | 1 | 1 | 1 | NECB_Default | NECB_Default | NECB_Default | NECB_Default | NECB_Default | Carrier WeatherExpert | NECB_Default | NECB_Default | NECB_Default | NECB_Default | NECB_Default | NECB_Default | NECB_Default | NECB_Default | NECB_Default | NECB_Default | local | 834599497928 | btap_private_cli | 0 | TRUE | TRUE | 1 | optimize | 344.3059 | 16.8936 | 55.0502 | 161.1236 | 511.15 | 845.2233 | 37.3 | FullServiceRestaurant |  |  | 0 | FullServiceRestaurant | 1 |  | 1 | NECB2017 | 0.35452 | 2384.1067 | 243.1128 | 12.0356 | 64.9441 | 31.8231 | 768.3474 | 416.4318 | MONTREAL | QUEBEC | 0.34867 | 0 | 0 | 0.34867 | 22.2065 | 0 | 0 | 22.2065 | 0 | 0.029835 | 0 | 0 | 0.89721 | 0.19887 | 0.08207 | 0.19816 | 0.067182 | 0.16792 | 0 | 0 | 0.89721 | 0.15318 | 374.7216 | 0 | 37.3 | 0.379 | [5 empty] | 0.227 | 0.183 | 1.9 |  | 0 | Montreal-Trudeau Intl AP | CAN | 323 | 4090 | 45.471 | -73.741 | 6 | 4400 | QC | CAN_QC_Montreal-Trudeau.Intl.AP.716270_CWEC2016.epw | 0.89723 | 16.8936 | 344.3059 | 7.5507 | 18.099 | FALSE | FALSE | FALSE | FALSE | 12.385 | 16.2697 | 0 | 0.21423 | 0.0048524 | 78.3 | 0 | 44.149 | 1.0279 | 0.023283 | 375.71 | 0 | 0.89721 | 19 | 9.5 | 0 | 0 |  | file:///C:\Users\plopez\PycharmProjects\btap_batch\examples\idp\idp_example_opt\032a3b1b-5a87-4d55-9cb2-4fbb90ffb270\output\31eaff94-f0ff-4442-bd0d-f84faf31b413 | 1.0.002 |  | docker run --rm -v C:\Users\plopez\PycharmProjects\btap_batch\examples\idp\idp_example_opt\032a3b1b-5a87-4d55-9cb2-4fbb90ffb270\output:/btap_costing/utilities/btap_cli/output -v C:\Users\plopez\PycharmProjects\btap_batch\examples\idp\idp_example_opt\032a3b1b-5a87-4d55-9cb2-4fbb90ffb270\input\31eaff94-f0ff-4442-bd0d-f84faf31b413:/btap_costing/utilities/btap_cli/input btap_private_cli bundle exec ruby btap_cli.rb | -13.9 | -13.9 | 1 | -2.3 | 38.5 | tier_2 | 38.5
123 | 52 |  | TRUE | 63 | 2 | 0 | 120.1746 | nrcan_prod | nrcan_prod | 3.0.1 | 0.1 | 2021-09-24 19:55:12 +0000 | 438c2ebff | 0.2.14 | :adv_dx_units: Carrier WeatherExpert :airloop_economizer_type: NECB_Default :algorithm: :eta: 3.0 :minimize_objectives: - heating_peak_w_per_m_sq - cost_utility_ghg_total_kg_per_m_sq - energy_eui_total_gj_per_m_sq :n_generations: 2 :population: 30 :prob: 0.85 :type: nsga2 :algorithm_type: nsga2 :analysis_id: 032a3b1b-5a87-4d55-9cb2-4fbb90ffb270 :analysis_name: idp_example_opt :boiler_eff: NECB_Default :btap_batch_version: 1.0.002 :btap_costing_branch: nrcan_prod :building_type: FullServiceRestaurant :chiller_type: NECB_Default :compute_environment: local :datapoint_id: 232687c7-feb1-426f-afef-57fae3230c7e :daylighting_type: NECB_Default :dcv_type: CO2_based_DCV :door_construction_cond: '2.4' :ecm_system_name: NECB_Default :electrical_loads_scale: NECB_Default :enable_costing: true :epw_file: CAN_QC_Montreal-Trudeau.Intl.AP.716270_CWEC2016.epw :erv_package: Plate-All :ext_floor_cond: NECB_Default :ext_roof_cond: '0.227' :ext_wall_cond: '0.314' :fdwr_set: NECB_Default :fixed_wind_solar_trans: NECB_Default :fixed_window_cond: '2.4' :furnace_eff: NECB_Default :glass_door_cond: '2.2' :glass_door_solar_trans: NECB_Default :ground_floor_cond: '0.379' :ground_roof_cond: '0.210' :ground_wall_cond: NECB_Default :image_name: btap_private_cli :infiltration_scale: NECB_Default :kill_database: true :lights_scale: NECB_Default :lights_type: NECB_Default :no_of_threads: null :nocache: false :nv_delta_temp_in_out: NECB_Default :nv_opening_fraction: NECB_Default :nv_temp_out_min: NECB_Default :nv_type: NECB_Default :oa_scale: NECB_Default :occupancy_loads_scale: NECB_Default :os_standards_branch: nrcan_prod :os_version: 3.0.1 :output_meters: [] :output_variables: [] :overhead_door_cond: '2.2' :primary_heating_fuel: Electricity :pv_ground_azimuth_angle: NECB_Default :pv_ground_module_description: NECB_Default :pv_ground_tilt_angle: NECB_Default :pv_ground_total_area_pv_panels_m2: NECB_Default :pv_ground_type: NECB_Default :rotation_degrees: '90.0' :run_annual_simulation: true :s3_bucket: '834599497928' :scale_x: '1.0' :scale_y: '1.0' :scale_z: '1.0' :scenario: optimize :shw_eff: NECB_Default :skylight_cond: NECB_Default :skylight_solar_trans: NECB_Default :srr_set: '0.0' :template: NECB2017 docker_command: docker run --rm -v C:\Users\plopez\PycharmProjects\btap_batch\examples\idp\idp_example_opt\032a3b1b-5a87-4d55-9cb2-4fbb90ffb270\output:/btap_costing/utilities/btap_cli/output -v C:\Users\plopez\PycharmProjects\btap_batch\examples\idp\idp_example_opt\032a3b1b-5a87-4d55-9cb2-4fbb90ffb270\input\232687c7-feb1-426f-afef-57fae3230c7e:/btap_costing/utilities/btap_cli/input btap_private_cli bundle exec ruby btap_cli.rb | idp_example_opt | 032a3b1b-5a87-4d55-9cb2-4fbb90ffb270 | 232687c7-feb1-426f-afef-57fae3230c7e | NECB2017 | FullServiceRestaurant | Electricity | Electricity | CAN_QC_Montreal-Trudeau.Intl.AP.716270_CWEC2016.epw | nsga2 |  | CO2_based_DCV | NECB_Default | NECB_Default | Plate-All | 0.314 | NECB_Default | 0.227 | 2.4 | NECB_Default | NECB_Default | NECB_Default | NECB_Default | NECB_Default | NECB_Default | 0.379 | 0.210 | 2.4 | 2.2 | 2.2 | NECB_Default | NECB_Default | NECB_Default | NECB_Default | NECB_Default | 0 | 90 | 1 | 1 | 1 | NECB_Default | NECB_Default | NECB_Default | NECB_Default | NECB_Default | Carrier WeatherExpert | NECB_Default | NECB_Default | NECB_Default | NECB_Default | NECB_Default | NECB_Default | NECB_Default | NECB_Default | NECB_Default | NECB_Default | local | 834599497928 | btap_private_cli | 0 | TRUE | TRUE | 1 | optimize | 130.7918 | 20.4609 | 11.635 | 132.5932 | 511.15 | 845.2233 | 37.3 | FullServiceRestaurant |  |  | 0 | FullServiceRestaurant | 1 |  | 1 | NECB2017 | 0.35452 | 2384.1067 | 240.0246 | 13.2092 | 64.9441 | 31.8231 | 845.8058 | 495.8049 | MONTREAL | QUEBEC | 0.28255 | 0 | 0 | 0.28255 | 17.9954 | 0 | 0 | 17.9954 | 0 | 0.049007 | 0 | 0 | 0.72709 | 0.23326 | 0.014653 | 0.041886 | 0.067182 | 0.16792 | 0 | 0 | 0.72709 | 0.15318 | 162.3678 | 0 | 37.3 | 0.379 | [5 empty] | 0.227 | 0.314 | 2.4 |  | 0 | Montreal-Trudeau Intl AP | CAN | 323 | 4090 | 45.471 | -73.741 | 6 | 4400 | QC | CAN_QC_Montreal-Trudeau.Intl.AP.716270_CWEC2016.epw | 0.72709 | 20.4609 | 130.7918 | 7.5507 | 18.099 | FALSE | FALSE | TRUE | FALSE | 12.385 | 16.2697 | 0 | 0.21423 | 0.0048524 | 78.3 | 0 | 44.149 | 1.0279 | 0.023283 | 375.71 | 0 | 0.72709 | 41.17 | 26 | 0 | 0 |  | file:///C:\Users\plopez\PycharmProjects\btap_batch\examples\idp\idp_example_opt\032a3b1b-5a87-4d55-9cb2-4fbb90ffb270\output\232687c7-feb1-426f-afef-57fae3230c7e | 1.0.002 |  | docker run --rm -v C:\Users\plopez\PycharmProjects\btap_batch\examples\idp\idp_example_opt\032a3b1b-5a87-4d55-9cb2-4fbb90ffb270\output:/btap_costing/utilities/btap_cli/output -v C:\Users\plopez\PycharmProjects\btap_batch\examples\idp\idp_example_opt\032a3b1b-5a87-4d55-9cb2-4fbb90ffb270\input\232687c7-feb1-426f-afef-57fae3230c7e:/btap_costing/utilities/btap_cli/input btap_private_cli bundle exec ruby btap_cli.rb | -18.1 | -18.1 | 1 | 55.7 | 50.1 | tier_3 | 50.1
124 | 53 |  | TRUE | 63 | 2 | 0 | 120.7258 | nrcan_prod | nrcan_prod | 3.0.1 | 0.1 | 2021-09-24 19:55:13 +0000 | 438c2ebff | 0.2.14 | :adv_dx_units: NECB_Default :airloop_economizer_type: NECB_Default :algorithm: :eta: 3.0 :minimize_objectives: - heating_peak_w_per_m_sq - cost_utility_ghg_total_kg_per_m_sq - energy_eui_total_gj_per_m_sq :n_generations: 2 :population: 30 :prob: 0.85 :type: nsga2 :algorithm_type: nsga2 :analysis_id: 032a3b1b-5a87-4d55-9cb2-4fbb90ffb270 :analysis_name: idp_example_opt :boiler_eff: NECB_Default :btap_batch_version: 1.0.002 :btap_costing_branch: nrcan_prod :building_type: FullServiceRestaurant :chiller_type: NECB_Default :compute_environment: local :datapoint_id: 0720cac1-7374-4003-995f-da02ef1cf9a8 :daylighting_type: NECB_Default :dcv_type: CO2_based_DCV :door_construction_cond: '2.4' :ecm_system_name: NECB_Default :electrical_loads_scale: NECB_Default :enable_costing: true :epw_file: CAN_QC_Montreal-Trudeau.Intl.AP.716270_CWEC2016.epw :erv_package: Plate-All :ext_floor_cond: '0.227' :ext_roof_cond: NECB_Default :ext_wall_cond: NECB_Default :fdwr_set: NECB_Default :fixed_wind_solar_trans: NECB_Default :fixed_window_cond: NECB_Default :furnace_eff: NECB_Default :glass_door_cond: '2.4' :glass_door_solar_trans: NECB_Default :ground_floor_cond: NECB_Default :ground_roof_cond: '0.568' :ground_wall_cond: NECB_Default :image_name: btap_private_cli :infiltration_scale: NECB_Default :kill_database: true :lights_scale: NECB_Default :lights_type: LED :no_of_threads: null :nocache: false :nv_delta_temp_in_out: NECB_Default :nv_opening_fraction: NECB_Default :nv_temp_out_min: NECB_Default :nv_type: NECB_Default :oa_scale: NECB_Default :occupancy_loads_scale: NECB_Default :os_standards_branch: nrcan_prod :os_version: 3.0.1 :output_meters: [] :output_variables: [] :overhead_door_cond: '1.6' :primary_heating_fuel: Electricity :pv_ground_azimuth_angle: NECB_Default :pv_ground_module_description: NECB_Default :pv_ground_tilt_angle: NECB_Default :pv_ground_total_area_pv_panels_m2: NECB_Default :pv_ground_type: NECB_Default :rotation_degrees: '90.0' :run_annual_simulation: true :s3_bucket: '834599497928' :scale_x: '1.0' :scale_y: '1.0' :scale_z: '1.0' :scenario: optimize :shw_eff: NECB_Default :skylight_cond: NECB_Default :skylight_solar_trans: NECB_Default :srr_set: '0.0' :template: NECB2017 docker_command: docker run --rm -v C:\Users\plopez\PycharmProjects\btap_batch\examples\idp\idp_example_opt\032a3b1b-5a87-4d55-9cb2-4fbb90ffb270\output:/btap_costing/utilities/btap_cli/output -v C:\Users\plopez\PycharmProjects\btap_batch\examples\idp\idp_example_opt\032a3b1b-5a87-4d55-9cb2-4fbb90ffb270\input\0720cac1-7374-4003-995f-da02ef1cf9a8:/btap_costing/utilities/btap_cli/input btap_private_cli bundle exec ruby btap_cli.rb | idp_example_opt | 032a3b1b-5a87-4d55-9cb2-4fbb90ffb270 | 0720cac1-7374-4003-995f-da02ef1cf9a8 | NECB2017 | FullServiceRestaurant | Electricity | Electricity | CAN_QC_Montreal-Trudeau.Intl.AP.716270_CWEC2016.epw | nsga2 |  | CO2_based_DCV | LED | NECB_Default | Plate-All | NECB_Default | 0.227 | NECB_Default | NECB_Default | NECB_Default | NECB_Default | NECB_Default | NECB_Default | NECB_Default | NECB_Default | NECB_Default | 0.568 | 2.4 | 2.4 | 1.6 | NECB_Default | NECB_Default | NECB_Default | NECB_Default | NECB_Default | 0 | 90 | 1 | 1 | 1 | NECB_Default | NECB_Default | NECB_Default | NECB_Default | NECB_Default | NECB_Default | NECB_Default | NECB_Default | NECB_Default | NECB_Default | NECB_Default | NECB_Default | NECB_Default | NECB_Default | NECB_Default | NECB_Default | local | 834599497928 | btap_private_cli | 0 | TRUE | TRUE | 1 | optimize | 120.6088 | 23.6214 | 7.5103 | 129.876 | 511.15 | 845.2233 | 37.3 | FullServiceRestaurant |  |  | 0 | FullServiceRestaurant | 1 |  | 1 | NECB2017 | 0.35452 | 2384.1067 | 242.0252 | 11.7183 | 141.9767 | 31.8231 | 906.0987 | 478.5555 | MONTREAL | QUEBEC | 0.27809 | 0 | 0 | 0.27809 | 17.7116 | 0 | 0 | 17.7116 | 0 | 0.058476 | 0 | 0 | 0.71558 | 0.22886 | 0.012932 | 0.027037 | 0.067182 | 0.16792 | 0 | 0 | 0.71558 | 0.15318 | 151.9974 | 0 | 37.3 | 0.757 | [5 empty] | 0.156 | 0.247 | 1.9 |  | 0 | Montreal-Trudeau Intl AP | CAN | 323 | 4090 | 45.471 | -73.741 | 6 | 4400 | QC | CAN_QC_Montreal-Trudeau.Intl.AP.716270_CWEC2016.epw | 0.71561 | 23.6214 | 120.6088 | 7.5507 | 18.0988 | FALSE | FALSE | TRUE | FALSE | 12.385 | 16.2696 | 0 | 0.21423 | 0.0048524 | 78.3 | 0 | 44.149 | 1.0279 | 0.023283 | 375.71 | 0 | 0.71558 | 39.5 | 25.33 | 0 | 0 |  | file:///C:\Users\plopez\PycharmProjects\btap_batch\examples\idp\idp_example_opt\032a3b1b-5a87-4d55-9cb2-4fbb90ffb270\output\0720cac1-7374-4003-995f-da02ef1cf9a8 | 1.0.002 |  | docker run --rm -v C:\Users\plopez\PycharmProjects\btap_batch\examples\idp\idp_example_opt\032a3b1b-5a87-4d55-9cb2-4fbb90ffb270\output:/btap_costing/utilities/btap_cli/output -v C:\Users\plopez\PycharmProjects\btap_batch\examples\idp\idp_example_opt\032a3b1b-5a87-4d55-9cb2-4fbb90ffb270\input\0720cac1-7374-4003-995f-da02ef1cf9a8:/btap_costing/utilities/btap_cli/input btap_private_cli bundle exec ruby btap_cli.rb | -18.4 | -18.4 | 1 | 58.5 | 50.9 | tier_3 | 50.9
125 | 54 |  | TRUE | 56 | 0 | 0 | 120.1516 | nrcan_prod | nrcan_prod | 3.0.1 | 0.1 | 2021-09-24 19:55:13 +0000 | 438c2ebff | 0.2.14 | :adv_dx_units: NECB_Default :airloop_economizer_type: NECB_Default :algorithm: :eta: 3.0 :minimize_objectives: - heating_peak_w_per_m_sq - cost_utility_ghg_total_kg_per_m_sq - energy_eui_total_gj_per_m_sq :n_generations: 2 :population: 30 :prob: 0.85 :type: nsga2 :algorithm_type: nsga2 :analysis_id: 032a3b1b-5a87-4d55-9cb2-4fbb90ffb270 :analysis_name: idp_example_opt :boiler_eff: NECB_Default :btap_batch_version: 1.0.002 :btap_costing_branch: nrcan_prod :building_type: FullServiceRestaurant :chiller_type: NECB_Default :compute_environment: local :datapoint_id: c2d90e65-c4e1-453e-b6c3-234ab0ee0324 :daylighting_type: add_daylighting_controls :dcv_type: No_DCV :door_construction_cond: '2.4' :ecm_system_name: NECB_Default :electrical_loads_scale: NECB_Default :enable_costing: true :epw_file: CAN_QC_Montreal-Trudeau.Intl.AP.716270_CWEC2016.epw :erv_package: NECB_Default :ext_floor_cond: '0.183' :ext_roof_cond: '0.162' :ext_wall_cond: NECB_Default :fdwr_set: NECB_Default :fixed_wind_solar_trans: '0.2' :fixed_window_cond: '2.4' :furnace_eff: NECB_Default :glass_door_cond: NECB_Default :glass_door_solar_trans: NECB_Default :ground_floor_cond: '0.758' :ground_roof_cond: '0.284' :ground_wall_cond: '0.284' :image_name: btap_private_cli :infiltration_scale: NECB_Default :kill_database: true :lights_scale: NECB_Default :lights_type: NECB_Default :no_of_threads: null :nocache: false :nv_delta_temp_in_out: NECB_Default :nv_opening_fraction: NECB_Default :nv_temp_out_min: NECB_Default :nv_type: NECB_Default :oa_scale: NECB_Default :occupancy_loads_scale: NECB_Default :os_standards_branch: nrcan_prod :os_version: 3.0.1 :output_meters: [] :output_variables: [] :overhead_door_cond: '2.4' :primary_heating_fuel: Electricity :pv_ground_azimuth_angle: NECB_Default :pv_ground_module_description: NECB_Default :pv_ground_tilt_angle: NECB_Default :pv_ground_total_area_pv_panels_m2: NECB_Default :pv_ground_type: NECB_Default :rotation_degrees: '90.0' :run_annual_simulation: true :s3_bucket: '834599497928' :scale_x: '1.0' :scale_y: '1.0' :scale_z: '1.0' :scenario: optimize :shw_eff: NECB_Default :skylight_cond: NECB_Default :skylight_solar_trans: NECB_Default :srr_set: '0.0' :template: NECB2017 docker_command: docker run --rm -v C:\Users\plopez\PycharmProjects\btap_batch\examples\idp\idp_example_opt\032a3b1b-5a87-4d55-9cb2-4fbb90ffb270\output:/btap_costing/utilities/btap_cli/output -v C:\Users\plopez\PycharmProjects\btap_batch\examples\idp\idp_example_opt\032a3b1b-5a87-4d55-9cb2-4fbb90ffb270\input\c2d90e65-c4e1-453e-b6c3-234ab0ee0324:/btap_costing/utilities/btap_cli/input btap_private_cli bundle exec ruby btap_cli.rb | idp_example_opt | 032a3b1b-5a87-4d55-9cb2-4fbb90ffb270 | c2d90e65-c4e1-453e-b6c3-234ab0ee0324 | NECB2017 | FullServiceRestaurant | Electricity | Electricity | CAN_QC_Montreal-Trudeau.Intl.AP.716270_CWEC2016.epw | nsga2 |  | No_DCV | NECB_Default | NECB_Default | NECB_Default | NECB_Default | 0.183 | 0.162 | 2.4 | NECB_Default | add_daylighting_controls | NECB_Default | NECB_Default | NECB_Default | 0.284 | 0.758 | 0.284 | 2.4 | NECB_Default | 2.4 | NECB_Default | NECB_Default | 0.2 | NECB_Default | NECB_Default | 0 | 90 | 1 | 1 | 1 | NECB_Default | NECB_Default | NECB_Default | NECB_Default | NECB_Default | NECB_Default | NECB_Default | NECB_Default | NECB_Default | NECB_Default | NECB_Default | NECB_Default | NECB_Default | NECB_Default | NECB_Default | NECB_Default | local | 834599497928 | btap_private_cli | 0 | TRUE | TRUE | 1 | optimize | 345.3373 | 33.9983 | 225.4774 | 333.8279 | 511.15 | 845.2233 | 37.3 | FullServiceRestaurant |  |  | 0 | FullServiceRestaurant | 1 |  | 1 | NECB2017 | 0.35452 | 2384.1067 | 241.6773 | 12.3147 | 64.9441 | 31.8231 | 753.4552 | 402.696 | MONTREAL | QUEBEC | 0.59028 | 0 | 0 | 0.59028 | 37.5944 | 0 | 0 | 37.5944 | 0 | 0.041886 | 0 | 0 | 1.5189 | 0.19499 | 0.08207 | 0.81172 | 0.067182 | 0.16792 | 0 | 0 | 1.5189 | 0.15318 | 375.6114 | 0 | 37.3 | 0.758 | [5 empty] | 0.162 | 0.247 | 2.4 |  | 0 | Montreal-Trudeau Intl AP | CAN | 323 | 4090 | 45.471 | -73.741 | 6 | 4400 | QC | CAN_QC_Montreal-Trudeau.Intl.AP.716270_CWEC2016.epw | 1.519 | 33.9983 | 345.3373 | 7.5507 | 18.099 | FALSE | FALSE | FALSE | FALSE | 12.385 | 16.2697 | 0 | 0.21423 | 0.0048524 | 78.3 | 0 | 44.149 | 1.0279 | 0.023283 | 375.71 | 0 | 1.5189 | 17.83 | 8 | 0 | 0 |  | file:///C:\Users\plopez\PycharmProjects\btap_batch\examples\idp\idp_example_opt\032a3b1b-5a87-4d55-9cb2-4fbb90ffb270\output\c2d90e65-c4e1-453e-b6c3-234ab0ee0324 | 1.0.002 |  | docker run --rm -v C:\Users\plopez\PycharmProjects\btap_batch\examples\idp\idp_example_opt\032a3b1b-5a87-4d55-9cb2-4fbb90ffb270\output:/btap_costing/utilities/btap_cli/output -v C:\Users\plopez\PycharmProjects\btap_batch\examples\idp\idp_example_opt\032a3b1b-5a87-4d55-9cb2-4fbb90ffb270\input\c2d90e65-c4e1-453e-b6c3-234ab0ee0324:/btap_costing/utilities/btap_cli/input btap_private_cli bundle exec ruby btap_cli.rb | 1.5 | 1.5 | 1 | -2.6 | -4.2 | non_compliant | -4.2
126 | 55 |  | TRUE | 56 | 0 | 0 | 120.7834 | nrcan_prod | nrcan_prod | 3.0.1 | 0.1 | 2021-09-24 19:55:14 +0000 | 438c2ebff | 0.2.14 | :adv_dx_units: Carrier WeatherExpert :airloop_economizer_type: NECB_Default :algorithm: :eta: 3.0 :minimize_objectives: - heating_peak_w_per_m_sq - cost_utility_ghg_total_kg_per_m_sq - energy_eui_total_gj_per_m_sq :n_generations: 2 :population: 30 :prob: 0.85 :type: nsga2 :algorithm_type: nsga2 :analysis_id: 032a3b1b-5a87-4d55-9cb2-4fbb90ffb270 :analysis_name: idp_example_opt :boiler_eff: NECB_Default :btap_batch_version: 1.0.002 :btap_costing_branch: nrcan_prod :building_type: FullServiceRestaurant :chiller_type: NECB_Default :compute_environment: local :datapoint_id: 6cb5afa0-fdc1-4263-a8f2-3a89f53e2daa :daylighting_type: NECB_Default :dcv_type: CO2_based_DCV :door_construction_cond: '2.2' :ecm_system_name: NECB_Default :electrical_loads_scale: NECB_Default :enable_costing: true :epw_file: CAN_QC_Montreal-Trudeau.Intl.AP.716270_CWEC2016.epw :erv_package: NECB_Default :ext_floor_cond: '0.142' :ext_roof_cond: '0.121' :ext_wall_cond: '0.210' :fdwr_set: NECB_Default :fixed_wind_solar_trans: '0.4' :fixed_window_cond: '2.4' :furnace_eff: NECB_Default :glass_door_cond: '1.6' :glass_door_solar_trans: NECB_Default :ground_floor_cond: NECB_Default :ground_roof_cond: '0.284' :ground_wall_cond: '0.568' :image_name: btap_private_cli :infiltration_scale: NECB_Default :kill_database: true :lights_scale: NECB_Default :lights_type: LED :no_of_threads: null :nocache: false :nv_delta_temp_in_out: NECB_Default :nv_opening_fraction: NECB_Default :nv_temp_out_min: NECB_Default :nv_type: NECB_Default :oa_scale: NECB_Default :occupancy_loads_scale: NECB_Default :os_standards_branch: nrcan_prod :os_version: 3.0.1 :output_meters: [] :output_variables: [] :overhead_door_cond: '2.4' :primary_heating_fuel: Electricity :pv_ground_azimuth_angle: NECB_Default :pv_ground_module_description: NECB_Default :pv_ground_tilt_angle: NECB_Default :pv_ground_total_area_pv_panels_m2: NECB_Default :pv_ground_type: NECB_Default :rotation_degrees: '90.0' :run_annual_simulation: true :s3_bucket: '834599497928' :scale_x: '1.0' :scale_y: '1.0' :scale_z: '1.0' :scenario: optimize :shw_eff: NECB_Default :skylight_cond: NECB_Default :skylight_solar_trans: NECB_Default :srr_set: '0.0' :template: NECB2017 docker_command: docker run --rm -v C:\Users\plopez\PycharmProjects\btap_batch\examples\idp\idp_example_opt\032a3b1b-5a87-4d55-9cb2-4fbb90ffb270\output:/btap_costing/utilities/btap_cli/output -v C:\Users\plopez\PycharmProjects\btap_batch\examples\idp\idp_example_opt\032a3b1b-5a87-4d55-9cb2-4fbb90ffb270\input\6cb5afa0-fdc1-4263-a8f2-3a89f53e2daa:/btap_costing/utilities/btap_cli/input btap_private_cli bundle exec ruby btap_cli.rb | idp_example_opt | 032a3b1b-5a87-4d55-9cb2-4fbb90ffb270 | 6cb5afa0-fdc1-4263-a8f2-3a89f53e2daa | NECB2017 | FullServiceRestaurant | Electricity | Electricity | CAN_QC_Montreal-Trudeau.Intl.AP.716270_CWEC2016.epw | nsga2 |  | CO2_based_DCV | LED | NECB_Default | NECB_Default | 0.210 | 0.142 | 0.121 | 2.4 | NECB_Default | NECB_Default | NECB_Default | NECB_Default | NECB_Default | 0.568 | NECB_Default | 0.284 | 2.2 | 1.6 | 2.4 | NECB_Default | NECB_Default | 0.4 | NECB_Default | NECB_Default | 0 | 90 | 1 | 1 | 1 | NECB_Default | NECB_Default | NECB_Default | NECB_Default | NECB_Default | Carrier WeatherExpert | NECB_Default | NECB_Default | NECB_Default | NECB_Default | NECB_Default | NECB_Default | NECB_Default | NECB_Default | NECB_Default | NECB_Default | local | 834599497928 | btap_private_cli | 0 | TRUE | TRUE | 1 | optimize | 133.7593 | 17.7461 | 9.3797 | 120.1213 | 511.15 | 845.2233 | 37.3 | FullServiceRestaurant |  |  | 0 | FullServiceRestaurant | 1 |  | 1 | NECB2017 | 0.35452 | 2384.1067 | 245.0208 | 11.7194 | 141.9767 | 31.8231 | 876.8765 | 446.3364 | MONTREAL | QUEBEC | 0.26649 | 0 | 0 | 0.26649 | 16.9723 | 0 | 0 | 16.9723 | 0 | 0.035273 | 0 | 0 | 0.68573 | 0.21021 | 0.018194 | 0.033767 | 0.067182 | 0.16792 | 0 | 0 | 0.68573 | 0.15318 | 164.5461 | 0 | 37.3 | 0.757 | [5 empty] | 0.121 | 0.21 | 2.4 |  | 0 | Montreal-Trudeau Intl AP | CAN | 323 | 4090 | 45.471 | -73.741 | 6 | 4400 | QC | CAN_QC_Montreal-Trudeau.Intl.AP.716270_CWEC2016.epw | 0.68574 | 17.7461 | 133.7593 | 7.5507 | 18.0989 | FALSE | FALSE | TRUE | FALSE | 12.385 | 16.2696 | 0 | 0.21423 | 0.0048524 | 78.3 | 0 | 44.149 | 1.0279 | 0.023283 | 375.71 | 0 | 0.68573 | 26 | 15.83 | 0 | 0 |  | file:///C:\Users\plopez\PycharmProjects\btap_batch\examples\idp\idp_example_opt\032a3b1b-5a87-4d55-9cb2-4fbb90ffb270\output\6cb5afa0-fdc1-4263-a8f2-3a89f53e2daa | 1.0.002 |  | docker run --rm -v C:\Users\plopez\PycharmProjects\btap_batch\examples\idp\idp_example_opt\032a3b1b-5a87-4d55-9cb2-4fbb90ffb270\output:/btap_costing/utilities/btap_cli/output -v C:\Users\plopez\PycharmProjects\btap_batch\examples\idp\idp_example_opt\032a3b1b-5a87-4d55-9cb2-4fbb90ffb270\input\6cb5afa0-fdc1-4263-a8f2-3a89f53e2daa:/btap_costing/utilities/btap_cli/input btap_private_cli bundle exec ruby btap_cli.rb | -19.1 | -19.1 | 1 | 55.1 | 53 | tier_3 | 53
127 | 56 |  | TRUE | 61 | 2 | 0 | 120.8157 | nrcan_prod | nrcan_prod | 3.0.1 | 0.1 | 2021-09-24 19:55:13 +0000 | 438c2ebff | 0.2.14 | :adv_dx_units: NECB_Default :airloop_economizer_type: NECB_Default :algorithm: :eta: 3.0 :minimize_objectives: - heating_peak_w_per_m_sq - cost_utility_ghg_total_kg_per_m_sq - energy_eui_total_gj_per_m_sq :n_generations: 2 :population: 30 :prob: 0.85 :type: nsga2 :algorithm_type: nsga2 :analysis_id: 032a3b1b-5a87-4d55-9cb2-4fbb90ffb270 :analysis_name: idp_example_opt :boiler_eff: NECB_Default :btap_batch_version: 1.0.002 :btap_costing_branch: nrcan_prod :building_type: FullServiceRestaurant :chiller_type: NECB_Default :compute_environment: local :datapoint_id: fee2c1f0-792b-4dff-884c-8ea233055e6a :daylighting_type: add_daylighting_controls :dcv_type: CO2_based_DCV :door_construction_cond: '2.4' :ecm_system_name: NECB_Default :electrical_loads_scale: NECB_Default :enable_costing: true :epw_file: CAN_QC_Montreal-Trudeau.Intl.AP.716270_CWEC2016.epw :erv_package: NECB_Default_All :ext_floor_cond: NECB_Default :ext_roof_cond: '0.121' :ext_wall_cond: '0.210' :fdwr_set: NECB_Default :fixed_wind_solar_trans: '0.2' :fixed_window_cond: '1.6' :furnace_eff: NECB_Default :glass_door_cond: '1.6' :glass_door_solar_trans: NECB_Default :ground_floor_cond: NECB_Default :ground_roof_cond: NECB_Default :ground_wall_cond: '0.568' :image_name: btap_private_cli :infiltration_scale: NECB_Default :kill_database: true :lights_scale: NECB_Default :lights_type: NECB_Default :no_of_threads: null :nocache: false :nv_delta_temp_in_out: NECB_Default :nv_opening_fraction: NECB_Default :nv_temp_out_min: NECB_Default :nv_type: NECB_Default :oa_scale: NECB_Default :occupancy_loads_scale: NECB_Default :os_standards_branch: nrcan_prod :os_version: 3.0.1 :output_meters: [] :output_variables: [] :overhead_door_cond: '2.2' :primary_heating_fuel: Electricity :pv_ground_azimuth_angle: NECB_Default :pv_ground_module_description: NECB_Default :pv_ground_tilt_angle: NECB_Default :pv_ground_total_area_pv_panels_m2: NECB_Default :pv_ground_type: NECB_Default :rotation_degrees: '90.0' :run_annual_simulation: true :s3_bucket: '834599497928' :scale_x: '1.0' :scale_y: '1.0' :scale_z: '1.0' :scenario: optimize :shw_eff: NECB_Default :skylight_cond: NECB_Default :skylight_solar_trans: NECB_Default :srr_set: '0.0' :template: NECB2017 docker_command: docker run --rm -v C:\Users\plopez\PycharmProjects\btap_batch\examples\idp\idp_example_opt\032a3b1b-5a87-4d55-9cb2-4fbb90ffb270\output:/btap_costing/utilities/btap_cli/output -v C:\Users\plopez\PycharmProjects\btap_batch\examples\idp\idp_example_opt\032a3b1b-5a87-4d55-9cb2-4fbb90ffb270\input\fee2c1f0-792b-4dff-884c-8ea233055e6a:/btap_costing/utilities/btap_cli/input btap_private_cli bundle exec ruby btap_cli.rb | idp_example_opt | 032a3b1b-5a87-4d55-9cb2-4fbb90ffb270 | fee2c1f0-792b-4dff-884c-8ea233055e6a | NECB2017 | FullServiceRestaurant | Electricity | Electricity | CAN_QC_Montreal-Trudeau.Intl.AP.716270_CWEC2016.epw | nsga2 |  | CO2_based_DCV | NECB_Default | NECB_Default | NECB_Default_All | 0.210 | NECB_Default | 0.121 | 1.6 | NECB_Default | add_daylighting_controls | NECB_Default | NECB_Default | NECB_Default | 0.568 | NECB_Default | NECB_Default | 2.4 | 1.6 | 2.2 | NECB_Default | NECB_Default | 0.2 | NECB_Default | NECB_Default | 0 | 90 | 1 | 1 | 1 | NECB_Default | NECB_Default | NECB_Default | NECB_Default | NECB_Default | NECB_Default | NECB_Default | NECB_Default | NECB_Default | NECB_Default | NECB_Default | NECB_Default | NECB_Default | NECB_Default | NECB_Default | NECB_Default | local | 834599497928 | btap_private_cli | 0 | TRUE | TRUE | 1 | optimize | 124.0697 | 19.4512 | 7.7983 | 115.589 | 511.15 | 845.2233 | 37.3 | FullServiceRestaurant |  |  | 0 | FullServiceRestaurant | 1 |  | 1 | NECB2017 | 0.35452 | 2384.1067 | 249.3381 | 10.8238 | 64.9441 | 31.8231 | 767.5078 | 410.5788 | MONTREAL | QUEBEC | 0.25899 | 0 | 0 | 0.25899 | 16.4948 | 0 | 0 | 16.4948 | 0 | 0.039108 | 0 | 0 | 0.66644 | 0.19574 | 0.015221 | 0.028094 | 0.067182 | 0.16792 | 0 | 0 | 0.66644 | 0.15318 | 153.9604 | 0 | 37.3 | 0.757 | [5 empty] | 0.121 | 0.21 | 1.6 |  | 0 | Montreal-Trudeau Intl AP | CAN | 323 | 4090 | 45.471 | -73.741 | 6 | 4400 | QC | CAN_QC_Montreal-Trudeau.Intl.AP.716270_CWEC2016.epw | 0.66644 | 19.4512 | 124.0697 | 7.5507 | 18.0989 | FALSE | FALSE | TRUE | FALSE | 12.385 | 16.2696 | 0 | 0.21423 | 0.0048524 | 78.3 | 0 | 44.149 | 1.0279 | 0.023283 | 375.71 | 0 | 0.66644 | 19.5 | 9.33 | 0 | 0 |  | file:///C:\Users\plopez\PycharmProjects\btap_batch\examples\idp\idp_example_opt\032a3b1b-5a87-4d55-9cb2-4fbb90ffb270\output\fee2c1f0-792b-4dff-884c-8ea233055e6a | 1.0.002 |  | docker run --rm -v C:\Users\plopez\PycharmProjects\btap_batch\examples\idp\idp_example_opt\032a3b1b-5a87-4d55-9cb2-4fbb90ffb270\output:/btap_costing/utilities/btap_cli/output -v C:\Users\plopez\PycharmProjects\btap_batch\examples\idp\idp_example_opt\032a3b1b-5a87-4d55-9cb2-4fbb90ffb270\input\fee2c1f0-792b-4dff-884c-8ea233055e6a:/btap_costing/utilities/btap_cli/input btap_private_cli bundle exec ruby btap_cli.rb | -19.6 | -19.6 | 1 | 58 | 54.3 | tier_3 | 54.3
128 | 57 |  | TRUE | 63 | 2 | 0 | 120.9254 | nrcan_prod | nrcan_prod | 3.0.1 | 0.1 | 2021-09-24 19:55:14 +0000 | 438c2ebff | 0.2.14 | :adv_dx_units: NECB_Default :airloop_economizer_type: NECB_Default :algorithm: :eta: 3.0 :minimize_objectives: - heating_peak_w_per_m_sq - cost_utility_ghg_total_kg_per_m_sq - energy_eui_total_gj_per_m_sq :n_generations: 2 :population: 30 :prob: 0.85 :type: nsga2 :algorithm_type: nsga2 :analysis_id: 032a3b1b-5a87-4d55-9cb2-4fbb90ffb270 :analysis_name: idp_example_opt :boiler_eff: NECB_Default :btap_batch_version: 1.0.002 :btap_costing_branch: nrcan_prod :building_type: FullServiceRestaurant :chiller_type: NECB_Default :compute_environment: local :datapoint_id: ecce77bd-c0ec-4616-af28-bfdd9e9d0ae6 :daylighting_type: add_daylighting_controls :dcv_type: CO2_based_DCV :door_construction_cond: NECB_Default :ecm_system_name: NECB_Default :electrical_loads_scale: NECB_Default :enable_costing: true :epw_file: CAN_QC_Montreal-Trudeau.Intl.AP.716270_CWEC2016.epw :erv_package: NECB_Default_All :ext_floor_cond: '0.227' :ext_roof_cond: '0.227' :ext_wall_cond: '0.210' :fdwr_set: NECB_Default :fixed_wind_solar_trans: NECB_Default :fixed_window_cond: '2.2' :furnace_eff: NECB_Default :glass_door_cond: '1.6' :glass_door_solar_trans: NECB_Default :ground_floor_cond: '0.758' :ground_roof_cond: NECB_Default :ground_wall_cond: '0.568' :image_name: btap_private_cli :infiltration_scale: NECB_Default :kill_database: true :lights_scale: NECB_Default :lights_type: NECB_Default :no_of_threads: null :nocache: false :nv_delta_temp_in_out: NECB_Default :nv_opening_fraction: NECB_Default :nv_temp_out_min: NECB_Default :nv_type: NECB_Default :oa_scale: NECB_Default :occupancy_loads_scale: NECB_Default :os_standards_branch: nrcan_prod :os_version: 3.0.1 :output_meters: [] :output_variables: [] :overhead_door_cond: '2.2' :primary_heating_fuel: Electricity :pv_ground_azimuth_angle: NECB_Default :pv_ground_module_description: NECB_Default :pv_ground_tilt_angle: NECB_Default :pv_ground_total_area_pv_panels_m2: NECB_Default :pv_ground_type: NECB_Default :rotation_degrees: '90.0' :run_annual_simulation: true :s3_bucket: '834599497928' :scale_x: '1.0' :scale_y: '1.0' :scale_z: '1.0' :scenario: optimize :shw_eff: NECB_Default :skylight_cond: NECB_Default :skylight_solar_trans: NECB_Default :srr_set: '0.0' :template: NECB2017 docker_command: docker run --rm -v C:\Users\plopez\PycharmProjects\btap_batch\examples\idp\idp_example_opt\032a3b1b-5a87-4d55-9cb2-4fbb90ffb270\output:/btap_costing/utilities/btap_cli/output -v C:\Users\plopez\PycharmProjects\btap_batch\examples\idp\idp_example_opt\032a3b1b-5a87-4d55-9cb2-4fbb90ffb270\input\ecce77bd-c0ec-4616-af28-bfdd9e9d0ae6:/btap_costing/utilities/btap_cli/input btap_private_cli bundle exec ruby btap_cli.rb | idp_example_opt | 032a3b1b-5a87-4d55-9cb2-4fbb90ffb270 | ecce77bd-c0ec-4616-af28-bfdd9e9d0ae6 | NECB2017 | FullServiceRestaurant | Electricity | Electricity | CAN_QC_Montreal-Trudeau.Intl.AP.716270_CWEC2016.epw | nsga2 |  | CO2_based_DCV | NECB_Default | NECB_Default | NECB_Default_All | 0.210 | 0.227 | 0.227 | 2.2 | NECB_Default | add_daylighting_controls | NECB_Default | NECB_Default | NECB_Default | 0.568 | 0.758 | NECB_Default | NECB_Default | 1.6 | 2.2 | NECB_Default | NECB_Default | NECB_Default | NECB_Default | NECB_Default | 0 | 90 | 1 | 1 | 1 | NECB_Default | NECB_Default | NECB_Default | NECB_Default | NECB_Default | NECB_Default | NECB_Default | NECB_Default | NECB_Default | NECB_Default | NECB_Default | NECB_Default | NECB_Default | NECB_Default | NECB_Default | NECB_Default | local | 834599497928 | btap_private_cli | 0 | TRUE | TRUE | 1 | optimize | 131.0762 | 23.6259 | 8.2385 | 130.4249 | 511.15 | 845.2233 | 37.3 | FullServiceRestaurant |  |  | 0 | FullServiceRestaurant | 1 |  | 1 | NECB2017 | 0.35452 | 2384.1067 | 238.0975 | 12.6128 | 64.9441 | 31.8231 | 825.5556 | 478.0781 | MONTREAL | QUEBEC | 0.27994 | 0 | 0 | 0.27994 | 17.8293 | 0 | 0 | 17.8293 | 0 | 0.058554 | 0 | 0 | 0.72036 | 0.22813 | 0.015729 | 0.029659 | 0.067182 | 0.16792 | 0 | 0 | 0.72036 | 0.15318 | 162.4388 | 0 | 37.3 | 0.758 | [5 empty] | 0.227 | 0.21 | 2.2 |  | 0 | Montreal-Trudeau Intl AP | CAN | 323 | 4090 | 45.471 | -73.741 | 6 | 4400 | QC | CAN_QC_Montreal-Trudeau.Intl.AP.716270_CWEC2016.epw | 0.72037 | 23.6259 | 131.0762 | 7.5507 | 18.0989 | FALSE | FALSE | TRUE | FALSE | 12.385 | 16.2696 | 0 | 0.21423 | 0.0048524 | 78.3 | 0 | 44.149 | 1.0279 | 0.023283 | 375.71 | 0 | 0.72036 | 37.83 | 24.67 | 0 | 0 |  | file:///C:\Users\plopez\PycharmProjects\btap_batch\examples\idp\idp_example_opt\032a3b1b-5a87-4d55-9cb2-4fbb90ffb270\output\ecce77bd-c0ec-4616-af28-bfdd9e9d0ae6 | 1.0.002 |  | docker run --rm -v C:\Users\plopez\PycharmProjects\btap_batch\examples\idp\idp_example_opt\032a3b1b-5a87-4d55-9cb2-4fbb90ffb270\output:/btap_costing/utilities/btap_cli/output -v C:\Users\plopez\PycharmProjects\btap_batch\examples\idp\idp_example_opt\032a3b1b-5a87-4d55-9cb2-4fbb90ffb270\input\ecce77bd-c0ec-4616-af28-bfdd9e9d0ae6:/btap_costing/utilities/btap_cli/input btap_private_cli bundle exec ruby btap_cli.rb | -18.3 | -18.3 | 1 | 55.6 | 50.6 | tier_3 | 50.6
129 | 58 |  | TRUE | 63 | 2 | 0 | 121.0096 | nrcan_prod | nrcan_prod | 3.0.1 | 0.1 | 2021-09-24 19:55:16 +0000 | 438c2ebff | 0.2.14 | :adv_dx_units: Carrier WeatherExpert :airloop_economizer_type: NECB_Default :algorithm: :eta: 3.0 :minimize_objectives: - heating_peak_w_per_m_sq - cost_utility_ghg_total_kg_per_m_sq - energy_eui_total_gj_per_m_sq :n_generations: 2 :population: 30 :prob: 0.85 :type: nsga2 :algorithm_type: nsga2 :analysis_id: 032a3b1b-5a87-4d55-9cb2-4fbb90ffb270 :analysis_name: idp_example_opt :boiler_eff: NECB_Default :btap_batch_version: 1.0.002 :btap_costing_branch: nrcan_prod :building_type: FullServiceRestaurant :chiller_type: NECB_Default :compute_environment: local :datapoint_id: e3ad114b-5f35-4518-97f9-613fdfd37203 :daylighting_type: add_daylighting_controls :dcv_type: CO2_based_DCV :door_construction_cond: '1.6' :ecm_system_name: NECB_Default :electrical_loads_scale: NECB_Default :enable_costing: true :epw_file: CAN_QC_Montreal-Trudeau.Intl.AP.716270_CWEC2016.epw :erv_package: Rotary-All :ext_floor_cond: NECB_Default :ext_roof_cond: '0.121' :ext_wall_cond: '0.210' :fdwr_set: NECB_Default :fixed_wind_solar_trans: '0.6' :fixed_window_cond: NECB_Default :furnace_eff: NECB_Default :glass_door_cond: '1.6' :glass_door_solar_trans: NECB_Default :ground_floor_cond: '0.379' :ground_roof_cond: '0.210' :ground_wall_cond: NECB_Default :image_name: btap_private_cli :infiltration_scale: NECB_Default :kill_database: true :lights_scale: NECB_Default :lights_type: LED :no_of_threads: null :nocache: false :nv_delta_temp_in_out: NECB_Default :nv_opening_fraction: NECB_Default :nv_temp_out_min: NECB_Default :nv_type: NECB_Default :oa_scale: NECB_Default :occupancy_loads_scale: NECB_Default :os_standards_branch: nrcan_prod :os_version: 3.0.1 :output_meters: [] :output_variables: [] :overhead_door_cond: '2.2' :primary_heating_fuel: Electricity :pv_ground_azimuth_angle: NECB_Default :pv_ground_module_description: NECB_Default :pv_ground_tilt_angle: NECB_Default :pv_ground_total_area_pv_panels_m2: NECB_Default :pv_ground_type: NECB_Default :rotation_degrees: '90.0' :run_annual_simulation: true :s3_bucket: '834599497928' :scale_x: '1.0' :scale_y: '1.0' :scale_z: '1.0' :scenario: optimize :shw_eff: NECB_Default :skylight_cond: NECB_Default :skylight_solar_trans: NECB_Default :srr_set: '0.0' :template: NECB2017 docker_command: docker run --rm -v C:\Users\plopez\PycharmProjects\btap_batch\examples\idp\idp_example_opt\032a3b1b-5a87-4d55-9cb2-4fbb90ffb270\output:/btap_costing/utilities/btap_cli/output -v C:\Users\plopez\PycharmProjects\btap_batch\examples\idp\idp_example_opt\032a3b1b-5a87-4d55-9cb2-4fbb90ffb270\input\e3ad114b-5f35-4518-97f9-613fdfd37203:/btap_costing/utilities/btap_cli/input btap_private_cli bundle exec ruby btap_cli.rb | idp_example_opt | 032a3b1b-5a87-4d55-9cb2-4fbb90ffb270 | e3ad114b-5f35-4518-97f9-613fdfd37203 | NECB2017 | FullServiceRestaurant | Electricity | Electricity | CAN_QC_Montreal-Trudeau.Intl.AP.716270_CWEC2016.epw | nsga2 |  | CO2_based_DCV | LED | NECB_Default | Rotary-All | 0.210 | NECB_Default | 0.121 | NECB_Default | NECB_Default | add_daylighting_controls | NECB_Default | NECB_Default | NECB_Default | NECB_Default | 0.379 | 0.210 | 1.6 | 1.6 | 2.2 | NECB_Default | NECB_Default | 0.6 | NECB_Default | NECB_Default | 0 | 90 | 1 | 1 | 1 | NECB_Default | NECB_Default | NECB_Default | NECB_Default | NECB_Default | Carrier WeatherExpert | NECB_Default | NECB_Default | NECB_Default | NECB_Default | NECB_Default | NECB_Default | NECB_Default | NECB_Default | NECB_Default | NECB_Default | local | 834599497928 | btap_private_cli | 0 | TRUE | TRUE | 1 | optimize | 111.2105 | 20.5889 | 5.7985 | 127.5936 | 511.15 | 845.2233 | 37.3 | FullServiceRestaurant |  |  | 0 | FullServiceRestaurant | 1 |  | 1 | NECB2017 | 0.35452 | 2384.1067 | 249.1258 | 11.4201 | 141.9767 | 31.8231 | 930.8409 | 496.4952 | MONTREAL | QUEBEC | 0.27485 | 0 | 0 | 0.27485 | 17.5049 | 0 | 0 | 17.5049 | 0 | 0.051198 | 0 | 0 | 0.70725 | 0.23408 | 0.012814 | 0.020874 | 0.067182 | 0.16792 | 0 | 0 | 0.70725 | 0.15318 | 142.8243 | 0 | 37.3 | 0.379 | [5 empty] | 0.121 | 0.21 | 1.9 |  | 0 | Montreal-Trudeau Intl AP | CAN | 323 | 4090 | 45.471 | -73.741 | 6 | 4400 | QC | CAN_QC_Montreal-Trudeau.Intl.AP.716270_CWEC2016.epw | 0.70727 | 20.5889 | 111.2105 | 7.5507 | 18.0989 | FALSE | FALSE | TRUE | FALSE | 12.385 | 16.2696 | 0 | 0.21423 | 0.0048524 | 78.3 | 0 | 44.149 | 1.0279 | 0.023283 | 375.71 | 0 | 0.70725 | 45.83 | 28.67 | 0 | 0 |  | file:///C:\Users\plopez\PycharmProjects\btap_batch\examples\idp\idp_example_opt\032a3b1b-5a87-4d55-9cb2-4fbb90ffb270\output\e3ad114b-5f35-4518-97f9-613fdfd37203 | 1.0.002 |  | docker run --rm -v C:\Users\plopez\PycharmProjects\btap_batch\examples\idp\idp_example_opt\032a3b1b-5a87-4d55-9cb2-4fbb90ffb270\output:/btap_costing/utilities/btap_cli/output -v C:\Users\plopez\PycharmProjects\btap_batch\examples\idp\idp_example_opt\032a3b1b-5a87-4d55-9cb2-4fbb90ffb270\input\e3ad114b-5f35-4518-97f9-613fdfd37203:/btap_costing/utilities/btap_cli/input btap_private_cli bundle exec ruby btap_cli.rb | -18.6 | -18.6 | 1 | 61 | 51.5 | tier_3 | 51.5
130 | 59 |  | TRUE | 63 | 2 | 0 | 121.4082 | nrcan_prod | nrcan_prod | 3.0.1 | 0.1 | 2021-09-24 19:55:15 +0000 | 438c2ebff | 0.2.14 | :adv_dx_units: Carrier WeatherExpert :airloop_economizer_type: NECB_Default :algorithm: :eta: 3.0 :minimize_objectives: - heating_peak_w_per_m_sq - cost_utility_ghg_total_kg_per_m_sq - energy_eui_total_gj_per_m_sq :n_generations: 2 :population: 30 :prob: 0.85 :type: nsga2 :algorithm_type: nsga2 :analysis_id: 032a3b1b-5a87-4d55-9cb2-4fbb90ffb270 :analysis_name: idp_example_opt :boiler_eff: NECB_Default :btap_batch_version: 1.0.002 :btap_costing_branch: nrcan_prod :building_type: FullServiceRestaurant :chiller_type: NECB_Default :compute_environment: local :datapoint_id: 3bfccf7f-c5e6-4ba5-8959-90aec8fd0ba0 :daylighting_type: add_daylighting_controls :dcv_type: CO2_based_DCV :door_construction_cond: '2.4' :ecm_system_name: NECB_Default :electrical_loads_scale: NECB_Default :enable_costing: true :epw_file: CAN_QC_Montreal-Trudeau.Intl.AP.716270_CWEC2016.epw :erv_package: NECB_Default_All :ext_floor_cond: '0.183' :ext_roof_cond: '0.121' :ext_wall_cond: '0.210' :fdwr_set: NECB_Default :fixed_wind_solar_trans: '0.4' :fixed_window_cond: '2.2' :furnace_eff: NECB_Default :glass_door_cond: '1.6' :glass_door_solar_trans: NECB_Default :ground_floor_cond: '0.758' :ground_roof_cond: NECB_Default :ground_wall_cond: '0.568' :image_name: btap_private_cli :infiltration_scale: NECB_Default :kill_database: true :lights_scale: NECB_Default :lights_type: NECB_Default :no_of_threads: null :nocache: false :nv_delta_temp_in_out: NECB_Default :nv_opening_fraction: NECB_Default :nv_temp_out_min: NECB_Default :nv_type: NECB_Default :oa_scale: NECB_Default :occupancy_loads_scale: NECB_Default :os_standards_branch: nrcan_prod :os_version: 3.0.1 :output_meters: [] :output_variables: [] :overhead_door_cond: '1.6' :primary_heating_fuel: Electricity :pv_ground_azimuth_angle: NECB_Default :pv_ground_module_description: NECB_Default :pv_ground_tilt_angle: NECB_Default :pv_ground_total_area_pv_panels_m2: NECB_Default :pv_ground_type: NECB_Default :rotation_degrees: '90.0' :run_annual_simulation: true :s3_bucket: '834599497928' :scale_x: '1.0' :scale_y: '1.0' :scale_z: '1.0' :scenario: optimize :shw_eff: NECB_Default :skylight_cond: NECB_Default :skylight_solar_trans: NECB_Default :srr_set: '0.0' :template: NECB2017 docker_command: docker run --rm -v C:\Users\plopez\PycharmProjects\btap_batch\examples\idp\idp_example_opt\032a3b1b-5a87-4d55-9cb2-4fbb90ffb270\output:/btap_costing/utilities/btap_cli/output -v C:\Users\plopez\PycharmProjects\btap_batch\examples\idp\idp_example_opt\032a3b1b-5a87-4d55-9cb2-4fbb90ffb270\input\3bfccf7f-c5e6-4ba5-8959-90aec8fd0ba0:/btap_costing/utilities/btap_cli/input btap_private_cli bundle exec ruby btap_cli.rb | idp_example_opt | 032a3b1b-5a87-4d55-9cb2-4fbb90ffb270 | 3bfccf7f-c5e6-4ba5-8959-90aec8fd0ba0 | NECB2017 | FullServiceRestaurant | Electricity | Electricity | CAN_QC_Montreal-Trudeau.Intl.AP.716270_CWEC2016.epw | nsga2 |  | CO2_based_DCV | NECB_Default | NECB_Default | NECB_Default_All | 0.210 | 0.183 | 0.121 | 2.2 | NECB_Default | add_daylighting_controls | NECB_Default | NECB_Default | NECB_Default | 0.568 | 0.758 | NECB_Default | 2.4 | 1.6 | 1.6 | NECB_Default | NECB_Default | 0.4 | NECB_Default | NECB_Default | 0 | 90 | 1 | 1 | 1 | NECB_Default | NECB_Default | NECB_Default | NECB_Default | NECB_Default | Carrier WeatherExpert | NECB_Default | NECB_Default | NECB_Default | NECB_Default | NECB_Default | NECB_Default | NECB_Default | NECB_Default | NECB_Default | NECB_Default | local | 834599497928 | btap_private_cli | 0 | TRUE | TRUE | 1 | optimize | 128.4139 | 17.003 | 8.3092 | 119.2953 | 511.15 | 845.2233 | 37.3 | FullServiceRestaurant |  |  | 0 | FullServiceRestaurant | 1 |  | 1 | NECB2017 | 0.35452 | 2384.1067 | 245.0175 | 11.7183 | 64.9441 | 31.8231 | 799.7671 | 446.2641 | MONTREAL | QUEBEC | 0.26434 | 0 | 0 | 0.26434 | 16.8357 | 0 | 0 | 16.8357 | 0 | 0.036154 | 0 | 0 | 0.68021 | 0.21021 | 0.015651 | 0.029913 | 0.067182 | 0.16792 | 0 | 0 | 0.68021 | 0.15318 | 158.9646 | 0 | 37.3 | 0.758 | [5 empty] | 0.121 | 0.21 | 2.2 |  | 0 | Montreal-Trudeau Intl AP | CAN | 323 | 4090 | 45.471 | -73.741 | 6 | 4400 | QC | CAN_QC_Montreal-Trudeau.Intl.AP.716270_CWEC2016.epw | 0.68023 | 17.003 | 128.4139 | 7.5507 | 18.0989 | FALSE | FALSE | TRUE | FALSE | 12.385 | 16.2696 | 0 | 0.21423 | 0.0048524 | 78.3 | 0 | 44.149 | 1.0279 | 0.023283 | 375.71 | 0 | 0.68021 | 27 | 16.67 | 0 | 0 |  | file:///C:\Users\plopez\PycharmProjects\btap_batch\examples\idp\idp_example_opt\032a3b1b-5a87-4d55-9cb2-4fbb90ffb270\output\3bfccf7f-c5e6-4ba5-8959-90aec8fd0ba0 | 1.0.002 |  | docker run --rm -v C:\Users\plopez\PycharmProjects\btap_batch\examples\idp\idp_example_opt\032a3b1b-5a87-4d55-9cb2-4fbb90ffb270\output:/btap_costing/utilities/btap_cli/output -v C:\Users\plopez\PycharmProjects\btap_batch\examples\idp\idp_example_opt\032a3b1b-5a87-4d55-9cb2-4fbb90ffb270\input\3bfccf7f-c5e6-4ba5-8959-90aec8fd0ba0:/btap_costing/utilities/btap_cli/input btap_private_cli bundle exec ruby btap_cli.rb | -19.3 | -19.3 | 1 | 56.6 | 53.4 | tier_3 | 53.3